## Sheet1
MAIN CATEGORY | SUB CATEGORY | Code | Model number | BRAND | Housing Size (mm)/Material | Range | Output Function | Supply Voltage | Connection | Specific | Images | PDF
SENSOR | INDUCTIVE |  | PSN17-8DNU-F | Autonics | 17,Plastic | 8 | NPN NO | 12-24VDC | 3-wire DC |  | https://drive.google.com/file/d/1GSRtsnF3Xb_n486_2O4ogVRG7E_6bJbB/view?usp=drive_link
SENSOR | INDUCTIVE |  | EA05TML3AN | Carlo gavazzi | 5 | 0.8,F | NPN NO |  |  | Proximity
SENSOR | INDUCTIVE |  | IRC40SF22M1NA | Carlo gavazzi | 40,Plastic | 22,F | NPN,1NO+1NC | 10-30VDC | M12 | Proximity (rotatable head) | https://drive.google.com/file/d/1qwGdfw7z785bY9yfw9Fr8hwrlekxDL-n/view?usp=drive_link | https://www.gavazziautomation.com/fileadmin/images/PIM/DATASHEET/ENG/IRC40_4-wire_DC_DS.pdf
SENSOR | INDUCTIVE |  | IRC40SF22M1PA | Carlo gavazzi | 40,Plastic | 22,F | PNP,1NO+1NC | 10-30VDC | M13 | Proximity (rotatable head) | https://drive.google.com/file/d/1qwGdfw7z785bY9yfw9Fr8hwrlekxDL-n/view?usp=drive_link | https://www.gavazziautomation.com/fileadmin/images/PIM/DATASHEET/ENG/IRC40_4-wire_DC_DS.pdf
SENSOR | INDUCTIVE |  | IRC40SN40M1NA | Carlo gavazzi | 40,Plastic | 40,NF | NPN,1NO+1NC | 10-30VDC | M14 | Proximity (rotatable head) | https://drive.google.com/file/d/1qwGdfw7z785bY9yfw9Fr8hwrlekxDL-n/view?usp=drive_link | https://www.gavazziautomation.com/fileadmin/images/PIM/DATASHEET/ENG/IRC40_4-wire_DC_DS.pdf
SENSOR | INDUCTIVE |  | IRC40SN40M1PA | Carlo gavazzi | 40,Plastic | 40,NF | PNP,1NO+1NC | 10-30VDC | M12 | Proximity (rotatable head) | https://drive.google.com/file/d/1qwGdfw7z785bY9yfw9Fr8hwrlekxDL-n/view?usp=drive_link | https://www.gavazziautomation.com/fileadmin/images/PIM/DATASHEET/ENG/IRC40_4-wire_DC_DS.pdf
SENSOR | INDUCTIVE |  | EI0601NACS | Carlo gavazzi | 6.5,SS | 1,F | Namur NC | 8.2VDC | Cable |  | https://drive.google.com/file/d/1kqLQuMs5lyIUS2l77fdcX193StckTxVb/view?usp=drive_link
SENSOR | INDUCTIVE |  | EI0801NACS | Carlo gavazzi | 8,SS | 1,F | Namur NC | 8.2VDC | Cable | Proximity | https://drive.google.com/file/d/14KeLGt6fQ_pn3QV_85c7RlrfzJ1RHhsJ/view?usp=drive_link | https://www.gavazziautomation.com/fileadmin/images/PIM/DATASHEET/ENG/EI0601NACS%20DS%20ENG%20201213.pdf
SENSOR | INDUCTIVE |  | EI1202NPCPL | Carlo gavazzi | 12,Plastic | 2,F | NPN NC | 10-30VDC | Cable | Proximity | https://drive.google.com/file/d/14KeLGt6fQ_pn3QV_85c7RlrfzJ1RHhsJ/view?usp=drive_link | https://www.gavazzionline.com/pdf/EI12021.pdf
SENSOR | INDUCTIVE |  | EI1202NPOPL | Carlo gavazzi | 12,Plastic | 2,F | NPN NO | 10-30VDC | Cable | Proximity | https://drive.google.com/file/d/14KeLGt6fQ_pn3QV_85c7RlrfzJ1RHhsJ/view?usp=drive_link | https://www.gavazzionline.com/pdf/EI12021.pdf
SENSOR | INDUCTIVE |  | EI1202NPOPL-1 | Carlo gavazzi | 12,Plastic | 2,F | NPN NO | 10-30VDC | Plug | Proximity | https://drive.google.com/file/d/14KeLGt6fQ_pn3QV_85c7RlrfzJ1RHhsJ/view?usp=drive_link | https://www.gavazzionline.com/pdf/EI12021.pdf
SENSOR | INDUCTIVE |  | EI1202NPOPS-1 | Carlo gavazzi | 12,Plastic | 2,F | NPN NO | 10-30VDC | Plug | Proximity | https://drive.google.com/file/d/14KeLGt6fQ_pn3QV_85c7RlrfzJ1RHhsJ/view?usp=drive_link | https://www.gavazzionline.com/pdf/EI12021.pdf
SENSOR | INDUCTIVE |  | EI1202NPOSL | Carlo gavazzi | 12,SS | 2,F | NPN NO | 10-30VDC | Cable | Proximity | https://drive.google.com/file/d/14KeLGt6fQ_pn3QV_85c7RlrfzJ1RHhsJ/view?usp=drive_link | https://www.gavazziautomation.com/fileadmin/images/PIM/DATASHEET/ENG/ei1202nposs-1_ds_EN.pdf
SENSOR | INDUCTIVE |  | EI1202PPCPL | Carlo gavazzi | 12,Plastic | 2,F | PNP NC | 10-30VDC | Cable | Proximity | https://drive.google.com/file/d/14KeLGt6fQ_pn3QV_85c7RlrfzJ1RHhsJ/view?usp=drive_link | https://www.gavazzionline.com/pdf/EI12021.pdf
SENSOR | INDUCTIVE |  | EI1202PPCSS | Carlo gavazzi | 12,SS | 2,F | PNP NC | 10-30VDC | Cable | Proximity | https://drive.google.com/file/d/14KeLGt6fQ_pn3QV_85c7RlrfzJ1RHhsJ/view?usp=drive_link | https://www.gavazziautomation.com/fileadmin/images/PIM/DATASHEET/ENG/ei1202nposs-1_ds_EN.pdf
SENSOR | INDUCTIVE |  | EI1202PPOPL | Carlo gavazzi | 12,Plastic | 2,F | PNP NO | 10-30VDC | Cable | Proximity | https://drive.google.com/file/d/14KeLGt6fQ_pn3QV_85c7RlrfzJ1RHhsJ/view?usp=drive_link | https://www.gavazziautomation.com/fileadmin/images/PIM/DATASHEET/ENG/ei1808ppcpl-EN.pdf
SENSOR | INDUCTIVE |  | EI1202PPOSL-1 | Carlo gavazzi | 12,SS | 2,F | PNP NO | 10-30VDC | Cable | Proximity | https://drive.google.com/file/d/14KeLGt6fQ_pn3QV_85c7RlrfzJ1RHhsJ/view?usp=drive_link | https://www.gavazziautomation.com/fileadmin/images/PIM/DATASHEET/ENG/ei1202nposs-1_ds_EN.pdf
SENSOR | INDUCTIVE |  | EI1202TBOSL | Carlo gavazzi | 12,SS | 2,F | NO | 10-30VDC | Cable | Proximity | https://drive.google.com/file/d/14KeLGt6fQ_pn3QV_85c7RlrfzJ1RHhsJ/view?usp=drive_link | https://www.gavazziautomation.com/fileadmin/images/PIM/DATASHEET/ENG/EI1202TBOSL-6-DS-EN.pdf
SENSOR | INDUCTIVE |  | EI1204NPOSS-1 | Carlo gavazzi | 12,SS | 4,NF | NPN NO | 10-30VDC | Plug | Proximity | https://drive.google.com/file/d/1zdYrGuWVR96hHn5HokLlQw567xKQg7cr/view?usp=drive_link | https://www.gavazziautomation.com/fileadmin/images/PIM/DATASHEET/ENG/ei1202nposs-1_ds_EN.pdf
SENSOR | INDUCTIVE |  | EI1204PPCSL | Carlo gavazzi | 12,SS | 4,NF | PNP NC | 10-30VDC | Cable | Proximity | https://drive.google.com/file/d/1zdYrGuWVR96hHn5HokLlQw567xKQg7cr/view?usp=drive_link | https://www.gavazziautomation.com/fileadmin/images/PIM/DATASHEET/ENG/ei1202nposs-1_ds_EN.pdf
SENSOR | INDUCTIVE |  | EI1204PPOPL | Carlo gavazzi | 12,Plastic | 4,NF | PNP NO | 10-30VDC | Cable | Proximity | https://drive.google.com/file/d/1zdYrGuWVR96hHn5HokLlQw567xKQg7cr/view?usp=drive_link | https://www.gavazzionline.com/pdf/EI12021.pdf
SENSOR | INDUCTIVE |  | EI1204PPOSL | Carlo gavazzi | 12,SS | 4,NF | PNP NO | 10-32VDC | Cable | Proximity | https://drive.google.com/file/d/1zdYrGuWVR96hHn5HokLlQw567xKQg7cr/view?usp=drive_link | https://www.gavazziautomation.com/fileadmin/images/PIM/DATASHEET/ENG/ei1202nposs-1_ds_EN.pdf
SENSOR | INDUCTIVE |  | EI1204PPOSL-1 | Carlo gavazzi | 12,SS | 4,NF | PNP NO | 10-32VDC | Cable | Proximity | https://drive.google.com/file/d/1zdYrGuWVR96hHn5HokLlQw567xKQg7cr/view?usp=drive_link | https://www.gavazziautomation.com/fileadmin/images/PIM/DATASHEET/ENG/ei1202nposs-1_ds_EN.pdf
SENSOR | INDUCTIVE |  | EI1204PPOSS-1 | Carlo gavazzi | 12,SS | 4,NF | PNP NO | 10-32VDC | Plug | Proximity | https://drive.google.com/file/d/1zdYrGuWVR96hHn5HokLlQw567xKQg7cr/view?usp=drive_link | https://www.gavazziautomation.com/fileadmin/images/PIM/DATASHEET/ENG/ei1202nposs-1_ds_EN.pdf
SENSOR | INDUCTIVE |  | EI1204TBOSL | Carlo gavazzi | 12,SS | 4,NF | NO | 20-250VAC | Cable | Proximity | https://drive.google.com/file/d/1zdYrGuWVR96hHn5HokLlQw567xKQg7cr/view?usp=drive_link | https://www.gavazziautomation.com/fileadmin/images/PIM/DATASHEET/ENG/EI1202TBOSL-6-DS-EN.pdf
SENSOR | INDUCTIVE |  | EI1805I020-1 | Carlo gavazzi | 18,NB | 2024-02-05 | 0-20mA | 15-30VDC |  | Position | https://drive.google.com/file/d/1U0v_lzfln51EacEpf9tq7pVxSctUOW_d/view?usp=drive_link | https://www.mouser.in/datasheet/2/1032/EI1805I0-1804870.pdf
SENSOR | INDUCTIVE |  | EI1805NPOPL | Carlo gavazzi | 18,Plastic | 5,F | NPN NO | 10-40VDC | Cable | Proximity | https://drive.google.com/file/d/1U0v_lzfln51EacEpf9tq7pVxSctUOW_d/view?usp=drive_link | https://www.gavazzionline.com/pdf/EI12021.pdf
SENSOR | INDUCTIVE |  | EI1805PPCSL-1 | Carlo gavazzi | 18,SS | 5,F | PNP NC | 10-32VDC | Plug | Proximity | https://drive.google.com/file/d/1U0v_lzfln51EacEpf9tq7pVxSctUOW_d/view?usp=drive_link | https://www.gavazziautomation.com/fileadmin/images/PIM/DATASHEET/ENG/ei1202nposs-1_ds_EN.pdf
SENSOR | INDUCTIVE |  | EI1805PPOPL | Carlo gavazzi | 18,Plastic | 5,F | PNP NO | 10-40VDC | Cable | Proximity | https://drive.google.com/file/d/1U0v_lzfln51EacEpf9tq7pVxSctUOW_d/view?usp=drive_link | https://www.gavazzionline.com/pdf/EI12021.pdf
SENSOR | INDUCTIVE |  | EI1805TBCSL | Carlo gavazzi | 18,SS | 5,F | NC | 20-250VAC | Cable | Proximity | https://drive.google.com/file/d/1U0v_lzfln51EacEpf9tq7pVxSctUOW_d/view?usp=drive_link | https://www.gavazziautomation.com/fileadmin/images/PIM/DATASHEET/ENG/EI1202TBOSL-6-DS-EN.pdf
SENSOR | INDUCTIVE |  | EI1808PPCSL-1 | Carlo gavazzi | 18,SS | 8,NF | PNP NC | 10-32VDC | Plug | Proximity | https://drive.google.com/file/d/1ARhCUz8WEKOZ8o3GcFZIOxf6O-PuEphS/view?usp=drive_link | https://www.gavazziautomation.com/fileadmin/images/PIM/DATASHEET/ENG/ei1202nposs-1_ds_EN.pdf
SENSOR | INDUCTIVE |  | EI1808PPOS-1531 | Carlo gavazzi | 18,SS | 8 | NO |  |  |  | https://drive.google.com/file/d/1ARhCUz8WEKOZ8o3GcFZIOxf6O-PuEphS/view?usp=drive_link
SENSOR | INDUCTIVE |  | EI1808PPOSL | Carlo gavazzi | 18,SS | 8,NF | PNP NO | 10-32VDC | Cable | Proximity | https://drive.google.com/file/d/1ARhCUz8WEKOZ8o3GcFZIOxf6O-PuEphS/view?usp=drive_link | https://www.gavazziautomation.com/fileadmin/images/PIM/DATASHEET/ENG/ei1202nposs-1_ds_EN.pdf
SENSOR | INDUCTIVE |  | EI1808PPOSS | Carlo gavazzi | 18,SS | 8,NF | PNP NO | 10-32VDC | Cable | Proximity | https://drive.google.com/file/d/1ARhCUz8WEKOZ8o3GcFZIOxf6O-PuEphS/view?usp=drive_link | https://www.gavazziautomation.com/fileadmin/images/PIM/DATASHEET/ENG/ei1202nposs-1_ds_EN.pdf
SENSOR | INDUCTIVE |  | EI1808PPOSS-1 | Carlo gavazzi | 18,SS | 8,NF | PNP NO | 10-32VDC | Plug | Proximity | https://drive.google.com/file/d/1ARhCUz8WEKOZ8o3GcFZIOxf6O-PuEphS/view?usp=drive_link | https://www.gavazziautomation.com/fileadmin/images/PIM/DATASHEET/ENG/ei1202nposs-1_ds_EN.pdf
SENSOR | INDUCTIVE |  | EI1808TBOPS | Carlo gavazzi | 18,Plastic | 5,F | SCR | 20-250VAC | Cable | Proximity | https://drive.google.com/file/d/1ARhCUz8WEKOZ8o3GcFZIOxf6O-PuEphS/view?usp=drive_link | https://www.gavazziautomation.com/fileadmin/images/PIM/DATASHEET/ENG/EI1805TB_P_6_EN_DS.pdf
SENSOR | INDUCTIVE |  | EI1808TBOSL | Carlo gavazzi | 18,SS | 5,F | SCR NO | 20-250VAC | Cable | Proximity | https://drive.google.com/file/d/1ARhCUz8WEKOZ8o3GcFZIOxf6O-PuEphS/view?usp=drive_link | https://www.gavazziautomation.com/fileadmin/images/PIM/DATASHEET/ENG/EI1202TBOSL-6-DS-EN.pdf
SENSOR | INDUCTIVE |  | EI1808TBOSS | Carlo gavazzi | 18,SS | 5,F | SCR NO | 20-250VAC | Cable | Proximity | https://drive.google.com/file/d/1ARhCUz8WEKOZ8o3GcFZIOxf6O-PuEphS/view?usp=drive_link | https://www.gavazziautomation.com/fileadmin/images/PIM/DATASHEET/ENG/EI1202TBOSL-6-DS-EN.pdf
SENSOR | INDUCTIVE |  | EI3010NPOSS | Carlo gavazzi | 30,SS | 10,F | NPN NO | 10-32VDC | Cable | Proximity | https://drive.google.com/file/d/1F0XM-1TXwX-8UaVypB01Y2pbZZcjNJo2/view?usp=drive_link | https://www.gavazziautomation.com/fileadmin/images/PIM/DATASHEET/ENG/ei1202nposs-1_ds_EN.pdf
SENSOR | INDUCTIVE |  | EI3010PPCSS | Carlo gavazzi | 30,SS | 10,F | PNP NC | 10-32VDC | Cable | Proximity | https://drive.google.com/file/d/1F0XM-1TXwX-8UaVypB01Y2pbZZcjNJo2/view?usp=drive_link | https://www.gavazziautomation.com/fileadmin/images/PIM/DATASHEET/ENG/ei1202nposs-1_ds_EN.pdf
SENSOR | INDUCTIVE |  | EI3010PPOS | Carlo gavazzi | 30 | 10,F | PNP NO | 10-32VDC | Cable | Proximity | https://drive.google.com/file/d/1F0XM-1TXwX-8UaVypB01Y2pbZZcjNJo2/view?usp=drive_link | https://www.gavazziautomation.com/fileadmin/images/PIM/DATASHEET/ENG/ei1202nposs-1_ds_EN.pdf
SENSOR | INDUCTIVE |  | EI3010PPOSL | Carlo gavazzi | 30,SS | 10,F | PNP NO | 10-32VDC | Cable | Proximity | https://drive.google.com/file/d/1F0XM-1TXwX-8UaVypB01Y2pbZZcjNJo2/view?usp=drive_link | https://www.gavazziautomation.com/fileadmin/images/PIM/DATASHEET/ENG/ei1202nposs-1_ds_EN.pdf
SENSOR | INDUCTIVE |  | EI3010PPOSS | Carlo gavazzi | 30,SS | 10,F | PNP NO | 10-32VDC | Cable | Proximity | https://drive.google.com/file/d/1F0XM-1TXwX-8UaVypB01Y2pbZZcjNJo2/view?usp=drive_link | https://www.gavazziautomation.com/fileadmin/images/PIM/DATASHEET/ENG/ei1202nposs-1_ds_EN.pdf
SENSOR | INDUCTIVE |  | EI3010PPOSS1556 | Carlo gavazzi | 30,SS |  |  |  |  | Proximity | https://drive.google.com/file/d/1F0XM-1TXwX-8UaVypB01Y2pbZZcjNJo2/view?usp=drive_link
SENSOR | INDUCTIVE |  | EI3010TBOPS-6 | Carlo gavazzi | 30,Plastic | 10,F | SCR NO | 20-250VAC | Plug | Proximity | https://drive.google.com/file/d/1F0XM-1TXwX-8UaVypB01Y2pbZZcjNJo2/view?usp=drive_link | lliance-a.com/inductive-proximity-sensor-ei3015tbcpl.html
SENSOR | INDUCTIVE |  | EI3015PPOPL | Carlo gavazzi | 30,Plastic | 15,F | PNP NO | 20-250VAC | Cable | Proximity | https://drive.google.com/file/d/1J44y_oAC_BN4PUoNXiNXuttTNCpg5Yel/view?usp=drive_link | https://www.gavazzionline.com/pdf/EI12021.pdf
SENSOR | INDUCTIVE |  | EI3015PPOSL | Carlo gavazzi | 30,SS | 15,F | PNP NO | 10-40VDC | Cable | Proximity | https://drive.google.com/file/d/1J44y_oAC_BN4PUoNXiNXuttTNCpg5Yel/view?usp=drive_link | https://www.gavazziautomation.com/fileadmin/images/PIM/DATASHEET/ENG/ei1202nposs-1_ds_EN.pdf
SENSOR | INDUCTIVE |  | EI3015TBCPL | Carlo gavazzi | 30,Plastic | 15,F | SCR NO | 20-250VAC | Cable | Proximity | https://drive.google.com/file/d/1J44y_oAC_BN4PUoNXiNXuttTNCpg5Yel/view?usp=drive_link | lliance-a.com/inductive-proximity-sensor-ei3015tbcpl.html
SENSOR | INDUCTIVE |  | EI3015TBCSL | Carlo gavazzi | 30,SS | 10,F | NC | 20-250VAC | Cable | Proximity | https://drive.google.com/file/d/1J44y_oAC_BN4PUoNXiNXuttTNCpg5Yel/view?usp=drive_link | https://www.gavazziautomation.com/fileadmin/images/PIM/DATASHEET/ENG/EI1202TBOSL-6-DS-EN.pdf
SENSOR | INDUCTIVE |  | EI3015TBOPL | Carlo gavazzi | 30,Plastic | 15,NF | SCR NO | 20-250VAC | Cable | Proximity | https://drive.google.com/file/d/1J44y_oAC_BN4PUoNXiNXuttTNCpg5Yel/view?usp=drive_link | https://www.gavazziautomation.com/fileadmin/images/PIM/DATASHEET/ENG/EI1805TB_P_6_EN_DS.pdf
SENSOR | INDUCTIVE |  | EI3015TBOSL | Carlo gavazzi | 30,Plastic | 15,NF | NO | 20-250VAC | Cable | Proximity | https://drive.google.com/file/d/1J44y_oAC_BN4PUoNXiNXuttTNCpg5Yel/view?usp=drive_link | https://www.gavazziautomation.com/fileadmin/images/PIM/DATASHEET/ENG/EI1202TBOSL-6-DS-EN.pdf
SENSOR | INDUCTIVE |  | EI5515PPAP | Carlo gavazzi | 55,Plastic | 15,NF | PNP NO/NC | 10-32VDC | Cable | Proximity | https://drive.google.com/file/d/1w1VUPJl75u9jvy-DNISOWrfSNb2rq4pX/view?usp=drive_link | https://www.gavazziautomation.com/fileadmin/images/PIM/DATASHEET/ENG/EI55_DS_EN.pdf
SENSOR | INDUCTIVE |  | EI5515PPAP-1 | Carlo gavazzi | 55,Plastic | 15,NF | PNP NO/NC | 10-32VDC | Plug | Proximity | https://drive.google.com/file/d/1w1VUPJl75u9jvy-DNISOWrfSNb2rq4pX/view?usp=drive_link | https://www.gavazziautomation.com/fileadmin/images/PIM/DATASHEET/ENG/EI55_DS_EN.pdf
SENSOR | INDUCTIVE |  | EI8040NACP | Carlo gavazzi | 77,Plastic | 40,NF | Namur | 8.2VDC | Cable | Proximity |  | https://files.kempstoncontrols.com/files/de935b4b8cee985e53a747691558f099/EI8040NACP.pdf
SENSOR | OTHERS |  | EISH200MA024 | Carlo gavazzi | ABS Alloy |  |  | 0.5 to 30 VAC/DC |  | Current | https://drive.google.com/file/d/1boRvkgr35R3OWd3BxDv_wLtQUEH3L5MN/view?usp=drive_link
SENSOR | PHOTOELECTRIC |  | EO1804NPAS | Carlo gavazzi | 18,SS | 400,NF | NPN NO/NC | 10-40VDC | Cable | Diffuse Reflective | https://drive.google.com/file/d/10sLMNZKASldVhiel7eDeXXhpQIgEBkyr/view?usp=drive_link | https://www.gavazzionline.com/pdf/EO1804NP.pdf
SENSOR | INDUCTIVE |  | IA05BSF08POP033 | Carlo gavazzi | 5,Plastic | 0.8 | PNP NO |  |  |  | https://drive.google.com/file/d/1fjXUBvq7k0xzynvAbgjaqI27VfPSz8Zq/view?usp=drive_link
SENSOR | INDUCTIVE |  | IA05BSF10NOP | Carlo gavazzi | 5,Plastic | 1,F | NPN NO | 10-30VDC | Cable | Proximity | https://drive.google.com/file/d/1wgctpiXdBHFmNa_YEVG8v-z3FDsb-Ac0/view?usp=drive_link | https://www.allaboutcircuits.com/electronic-components/datasheet/IA05BSF10POM5P--Carlo-Gavazzi/
SENSOR | INDUCTIVE |  | IA05BSF10POM5P | Carlo gavazzi | 5,Plastic | 1,NF | PNP NO | 10-30VDC | Connector | Proximity | https://drive.google.com/file/d/1wgctpiXdBHFmNa_YEVG8v-z3FDsb-Ac0/view?usp=drive_link | https://www.allaboutcircuits.com/electronic-components/datasheet/IA05BSF10POM5P--Carlo-Gavazzi/
SENSOR | INDUCTIVE |  | IA06BSF10PC | Carlo gavazzi | 6,Plastic | 1,F | PNP NC | 10-30VDC | Cable | Proximity | https://drive.google.com/file/d/1puVxVgAaJVcF3cyVyxIvQKsz9H1UzU1h/view?usp=drive_link | https://www.mouser.com/datasheet/2/1032/IA06BSF10NOM5_eng-1805074.pdf
SENSOR | INDUCTIVE |  | IA06BSF10PCM5 | Carlo gavazzi | 6 | 1,F | PNP NC | 10-30VDC | Plug | Proximity | https://drive.google.com/file/d/1puVxVgAaJVcF3cyVyxIvQKsz9H1UzU1h/view?usp=drive_link | https://www.ledcontrols.co.uk/ia06bsf10pcm5-ind-prox-ss-6-5-3w-pnp-nc-plug.html
SENSOR | INDUCTIVE |  | IA06BSF10POM5 | Carlo gavazzi | 6 | 1,F | PNP NO | 10-30VDC | Plug | Proximity | https://drive.google.com/file/d/1puVxVgAaJVcF3cyVyxIvQKsz9H1UzU1h/view?usp=drive_link | https://www.ledcontrols.co.uk/ia06bsf10pom5-ind-prox-ss-6-5-3w-pnp-no-plug.html
SENSOR | INDUCTIVE |  | IA08BLF15NOM1 | Carlo gavazzi | 8 | 1.5,F | NPN NO | 10-30VDC | Plug | Proximity | https://drive.google.com/file/d/1puVxVgAaJVcF3cyVyxIvQKsz9H1UzU1h/view?usp=drive_link | https://www.mouser.com/datasheet/2/1032/IA08BLF-1805902.pdf
SENSOR | INDUCTIVE |  | IA08BLF15PC | Carlo gavazzi | 8,Plastic | 1.5,F | PNP NC | 10-30VDC | Cable | Proximity | https://drive.google.com/file/d/1puVxVgAaJVcF3cyVyxIvQKsz9H1UzU1h/view?usp=drive_link | https://www.mouser.com/datasheet/2/1032/IA08BLF-1805902.pdf
SENSOR | INDUCTIVE |  | IA08BLF15POM1 | Carlo gavazzi | 8,Plastic | 1.5,F | PNP NO | 10-30VDC | Plug | Proximity | https://drive.google.com/file/d/1puVxVgAaJVcF3cyVyxIvQKsz9H1UzU1h/view?usp=drive_link | https://www.mouser.com/datasheet/2/1032/IA08BLF-1805902.pdf
SENSOR | INDUCTIVE |  | IA08BLN25PO | Carlo gavazzi | 8,Plastic | 2.5,NF | PNP NO | 10-30VDC | Cable | Proximity | https://drive.google.com/file/d/1bA7f1eirsW1LKLaw_QZ9mMUuQ9MfQrmp/view?usp=drive_link | https://www.mouser.in/datasheet/2/1032/IA08BLF-1805902.pdf
SENSOR | INDUCTIVE |  | IA08BSF02DC | Carlo gavazzi | 8,SS | 2,F | 2 wire DC NC | 10-30VDC | Cable | Proximity | https://drive.google.com/file/d/15WsqwK5QkNv6k_ypP5hbBUwSljDS9n00/view?usp=drive_link
SENSOR | INDUCTIVE |  | IA08BSF02DO | Carlo gavazzi | 8,SS | 2,F | 2 wire DC NO | 10-30VDC | Cable | Proximity | https://drive.google.com/file/d/15WsqwK5QkNv6k_ypP5hbBUwSljDS9n00/view?usp=drive_link
SENSOR | INDUCTIVE |  | IA08BSF15NC | Carlo gavazzi | 8,SS | 1.5,F | NPN NC | 10-30VDC | Cable | Proximity | https://drive.google.com/file/d/1DCPU4JFJIuYEOrj-YbuKNNjFcXx4I2H_/view?usp=drive_link | https://www.mouser.com/datasheet/2/1032/IA08BSF15NOM5-1805989.pdf
SENSOR | INDUCTIVE |  | IA08BSF15NOM5 | Carlo gavazzi | 8,SS | 1.5,F | NPN NO | 10-30VDC | Plug | Proximity | https://drive.google.com/file/d/1DCPU4JFJIuYEOrj-YbuKNNjFcXx4I2H_/view?usp=drive_link | https://www.mouser.com/datasheet/2/1032/IA08BSF15NOM5-1805989.pdf
SENSOR | INDUCTIVE |  | IA08BSF15PCM5 | Carlo gavazzi | 8,SS | 1.5,F | PNP NC | 10-30VDC | Plug | Proximity | https://drive.google.com/file/d/1DCPU4JFJIuYEOrj-YbuKNNjFcXx4I2H_/view?usp=drive_link | https://www.mouser.com/datasheet/2/1032/IA08BSF15NOM5-1805989.pdf
SENSOR | INDUCTIVE |  | IA08BSF15POM5 | Carlo gavazzi | 8,SS | 1.5,F | PNP NO | 10-30VDC | Plug | Proximity | https://drive.google.com/file/d/1DCPU4JFJIuYEOrj-YbuKNNjFcXx4I2H_/view?usp=drive_link | https://www.mouser.com/datasheet/2/1032/IA08BSF15NOM5-1805989.pdf
SENSOR | INDUCTIVE |  | IA08BSF20PC | Carlo gavazzi | 8,SS | 2,F | PNP NC | 10-30VDC | Cable | Proximity | https://drive.google.com/file/d/1DCPU4JFJIuYEOrj-YbuKNNjFcXx4I2H_/view?usp=drive_link | https://www.mouser.in/datasheet/2/1032/IA08BSF20NOM5.eng-1812122.pdf
SENSOR | INDUCTIVE |  | IA08BSN04DO | Carlo gavazzi | 9,SS | 4,NF | 2 wire DC NO | 10-30VDC | Cable | Proximity | https://drive.google.com/file/d/1wjwaQN9sS69GjJXMHq9dfGBOm58cVCu0/view?usp=drive_link | https://alliance-a.com/carlo-gavazzi-inductive-proximity-sensor-ia08bsn04do.html
SENSOR | INDUCTIVE |  | IA08BSN25NO | Carlo gavazzi | 8,SS | 2.5,NF | NPN NO | 10-30VDC | Cable | Proximity | https://drive.google.com/file/d/1eOcmq2K9x4SBWAeZk8SFG7oG-pZZcHGU/view?usp=drive_link | https://www.mouser.com/datasheet/2/1032/IA08BSF15NOM5-1805989.pdf
SENSOR | INDUCTIVE |  | IA08BSN25PCM5 | Carlo gavazzi | 8,SS | 2.5,NF | PNP NC | 10-30VDC | Plug | Proximity | https://drive.google.com/file/d/1eOcmq2K9x4SBWAeZk8SFG7oG-pZZcHGU/view?usp=drive_link | https://www.mouser.com/datasheet/2/1032/IA08BSF15NOM5-1805989.pdf
SENSOR | INDUCTIVE |  | IA08BSN40NO | Carlo gavazzi | 8,SS | 4,NF | NPN NO | 10-30VDC | Cable | Proximity | https://drive.google.com/file/d/1xmX6doDRLd-JJzniM3WhKn7rkWNH9SR8/view?usp=drive_link | https://www.mouser.com/datasheet/2/1032/IA08BSF20NOM5.eng-1805254.pdf
SENSOR | INDUCTIVE |  | IA08BSN40NOM5 | Carlo gavazzi | 8,SS | 4,NF | NPN NO | 10-30VDC | Plug | Proximity | https://drive.google.com/file/d/1xmX6doDRLd-JJzniM3WhKn7rkWNH9SR8/view?usp=drive_link | https://www.mouser.in/datasheet/2/1032/IA08BSF20NOM5.eng-1805254.pdf
SENSOR | INDUCTIVE |  | IA12ASF02PCM1 | Carlo gavazzi | 12,NB | 2,F | PNP NC | 10-30VDC | Plug | Proximity
SENSOR | INDUCTIVE |  | IA12ASF02POM1 | Carlo gavazzi | 12,NB | 2,F | PNP NO | 10-30VDC | Plug | Proximity
SENSOR | INDUCTIVE |  | IA12ASF04DOM1 | Carlo gavazzi | 12,NB | 4,F | 2 wire DC NO | 10-40VDC | Plug | Proximity | https://drive.google.com/file/d/15rPShSZqNl7ZDExA7n3YTE68pNKvWsT8/view?usp=drive_link | https://www.mouser.com/datasheet/2/1032/IA12DSF-1805767.pdf
SENSOR | INDUCTIVE |  | IA12ASN04POHT-K | Carlo gavazzi | 12,NB | 4,F | PNP NO | 10-30VDC | Cable | Proximity |  | https://www.mouser.in/datasheet/2/1032/IA12ASF02POM1HT-K-1805764.pdf
SENSOR | INDUCTIVE |  | IA12ASN08DCM1 | Carlo gavazzi | 12,NB | 8,NF | 2 wire DC NC | 10-40VDC | Plug | Proximity | https://drive.google.com/file/d/1FovUVDaiOhDJADlqwtYRUQxetmMRm97l/view?usp=drive_link | https://www.mouser.com/datasheet/2/1032/IA12DSF-1805767.pdf
SENSOR | INDUCTIVE |  | IA12ASN08DOM1 | Carlo gavazzi | 12,NB | 8,NF | 2 wire DC NO | 10-40VDC | Plug | Proximity |  | https://www.mouser.com/datasheet/2/1032/IA12DSF-1805767.pdf
SENSOR | INDUCTIVE |  | IA12DLF02PO | Carlo gavazzi | 12,NB | 2,F | PNP NO | 10-40VDC | Cable | Proximity |  | https://assets.rs-online.com/v1698690756/Datasheets/1d72b3c26916bc36d4b1631c41b786dc.pdf
SENSOR | INDUCTIVE |  | IA12DLF02POC | Carlo gavazzi | 12,NB | 2,F | PNP NO | 10-40VDC | Cable | Proximity
SENSOR | INDUCTIVE |  | IA12DSF02NC | Carlo gavazzi | 12,NB | 2,F | NPN NC | 10-40VDC | Cable | Proximity
SENSOR | INDUCTIVE |  | IA12DSF02PO | Carlo gavazzi | 12,NB | 2,F | PNP NO | 10-40VDC | Cable | Proximity | https://drive.google.com/file/d/10k7HHfYcWGSEct8xp4_1kXsZ5lJSq75Z/view?usp=drive_link | https://assets.rs-online.com/v1698690756/Datasheets/1d72b3c26916bc36d4b1631c41b786dc.pdf
SENSOR | INDUCTIVE |  | IA12DSF04DO | Carlo gavazzi | 12,NB | 4,F | 2 wire NO | 10-40VDC | Cable | Proximity | https://drive.google.com/file/d/10k7HHfYcWGSEct8xp4_1kXsZ5lJSq75Z/view?usp=drive_link | https://www.gavazzionline.com/pdf/IA12DSF.pdf
SENSOR | INDUCTIVE |  | IA12DSN04NO | Carlo gavazzi | 12,NB | 4,NF | NPN NO | 10-40VDC | Cable | Proximity | https://drive.google.com/file/d/1pRh9BC5y_xAuRFpX9A9y6RTMdafc9Ke9/view?usp=drive_link | https://assets.rs-online.com/v1698690756/Datasheets/1d72b3c26916bc36d4b1631c41b786dc.pdf
SENSOR | INDUCTIVE |  | IA12DSN08DO | Carlo gavazzi | 12,NB | 8,NF | 2 wire NO | 10-40VDC | Cable | Proximity | https://drive.google.com/file/d/1pRh9BC5y_xAuRFpX9A9y6RTMdafc9Ke9/view?usp=drive_link | https://www.gavazzionline.com/pdf/IA12DSF.pdf
SENSOR | INDUCTIVE |  | IA12ESF02UCM1 | Carlo gavazzi | 12,SS | 2,F | Namur | 8.2VDC | Plug | Proximity | https://drive.google.com/file/d/1y2dqrgd48y3U5vS7NHjWPeERNj9WBw0l/view?usp=drive_link | https://www.gavazziautomation.com/fileadmin/images/PIM/DATASHEET/ENG/IA12ESF02UCM1_eng.pdf
SENSOR | INDUCTIVE |  | IA12ESN04UC | Carlo gavazzi | 12,SS | 4,NF | Namur | 8.2VDC | Cable | Proximity | https://drive.google.com/file/d/1upSj4av058tvFzo0LbCg5akM1G4goEiP/view?usp=drive_link | https://www.mouser.in/datasheet/2/1032/IA12ESF0-1805695.pdf
SENSOR | INDUCTIVE |  | IA18ALC05AH-K | Carlo gavazzi | 18,NB | 5,NF | PNP | Analogue Voltage Output, PNP | Cable | Proximity |  | https://leelavatiautomation.com/wp-content/uploads/2023/01/IA18ALC05AH-K.pdf
SENSOR | INDUCTIVE |  | IA18ALF05POM1 | Carlo gavazzi | 18,NB | 5,F | PNP NO |  | Plug | Proximity | https://drive.google.com/file/d/1v9tnf4W9IusntP6qc7grKfYQY4cmGRxZ/view?usp=drive_link
SENSOR | INDUCTIVE |  | IA18ASF08NOM1 | Carlo gavazzi | 18,NB | 8,F | NPN NO |  | Plug | Proximity | https://drive.google.com/file/d/1v9tnf4W9IusntP6qc7grKfYQY4cmGRxZ/view?usp=drive_link
SENSOR | INDUCTIVE |  | IA18ASN08PCM1 | Carlo gavazzi | 18,NB | 8,NF | PNP NC |  | Plug | Proximity | https://drive.google.com/file/d/1v9tnf4W9IusntP6qc7grKfYQY4cmGRxZ/view?usp=drive_link
SENSOR | INDUCTIVE |  | IA18ASN08POM1 | Carlo gavazzi | 18,NB | 8,NF | PNP NO |  | Plug | Proximity | https://drive.google.com/file/d/1v9tnf4W9IusntP6qc7grKfYQY4cmGRxZ/view?usp=drive_link
SENSOR | INDUCTIVE |  | IA18ASN14DCM1 | Carlo gavazzi | 18,NB | 14,NF | 2 wire DC NC | 10-40VDC | Plug | Proximity | https://drive.google.com/file/d/1v9tnf4W9IusntP6qc7grKfYQY4cmGRxZ/view?usp=drive_link | https://www.mouser.com/datasheet/2/1032/IA12DSF-1805767.pdf
SENSOR | INDUCTIVE |  | IA18DLF05PO | Carlo gavazzi | 18,NB | 5,F | PNP NO | 10-40VDC | Cable | Proximity | https://drive.google.com/file/d/1v9tnf4W9IusntP6qc7grKfYQY4cmGRxZ/view?usp=drive_link | https://assets.rs-online.com/v1698690756/Datasheets/1d72b3c26916bc36d4b1631c41b786dc.pdf
SENSOR | INDUCTIVE |  | IA18DSF05NO | Carlo gavazzi | 18,NB | 5,F | NPN NO | 10-40VDC | Cable | Proximity | https://drive.google.com/file/d/1wgTuBPJ-HZe88SJEhhZOlTqygxcII2AB/view?usp=drive_link | https://assets.rs-online.com/v1698690756/Datasheets/1d72b3c26916bc36d4b1631c41b786dc.pdf
SENSOR | INDUCTIVE |  | IA18DSF08DO | Carlo gavazzi | 18,NB | 8,F | 2 wire DC NO | 10-40VDC | Cable |  | https://drive.google.com/file/d/1wgTuBPJ-HZe88SJEhhZOlTqygxcII2AB/view?usp=drive_link | https://www.mouser.com/datasheet/2/1032/IA12DSF-1805767.pdf
SENSOR | INDUCTIVE |  | IA18DSF08NO | Carlo gavazzi | 18,NB | 8,F | NPN NO |  | Cable |  | https://drive.google.com/file/d/1wgTuBPJ-HZe88SJEhhZOlTqygxcII2AB/view?usp=drive_link
SENSOR | INDUCTIVE |  | IA18DSN08NO | Carlo gavazzi | 18,NB | 8,NF | NPN NO |  | Cable |  | https://drive.google.com/file/d/1wgTuBPJ-HZe88SJEhhZOlTqygxcII2AB/view?usp=drive_link | https://assets.rs-online.com/v1698690756/Datasheets/1d72b3c26916bc36d4b1631c41b786dc.pdf
SENSOR | INDUCTIVE |  | IA18DSN08PC | Carlo gavazzi | 18,NB | 8,NF | PNP NC |  | Cable |  | https://drive.google.com/file/d/1wgTuBPJ-HZe88SJEhhZOlTqygxcII2AB/view?usp=drive_link
SENSOR | INDUCTIVE |  | IA18DSN08PO | Carlo gavazzi | 18,NB | 8,NF | PNP NO | 10-40VDC | Plug | Proximity | https://drive.google.com/file/d/1wgTuBPJ-HZe88SJEhhZOlTqygxcII2AB/view?usp=drive_link | https://files.kempstoncontrols.com/files/1d72b3c26916bc36d4b1631c41b786dc/IA30ASN15POM1.pdf
SENSOR | INDUCTIVE |  | IA18DSN14DO | Carlo gavazzi | 18,NB | 14,F | 2 wire DC NO | 10-40VDC | Cable | Proximity | https://drive.google.com/file/d/1v9tnf4W9IusntP6qc7grKfYQY4cmGRxZ/view?usp=drive_link | https://www.mouser.com/datasheet/2/1032/IA12DSF-1805767.pdf
SENSOR | INDUCTIVE |  | IA18ELF05UC | Carlo gavazzi | 18 | 5,NF | Namur |  | Cable | Proximity | https://drive.google.com/file/d/1YpumnhvdtMxaEuvWjDy69k1Ig9Jlgmy3/view?usp=drive_link | https://www.mouser.in/datasheet/2/1032/IA12ESF0-1805695.pdf
SENSOR | INDUCTIVE |  | IA18ELN08UC | Carlo gavazzi | 18 | 8,NF | Namur | 8.2VDC | Cable | Proximity | https://drive.google.com/file/d/1YpumnhvdtMxaEuvWjDy69k1Ig9Jlgmy3/view?usp=drive_link | https://www.mouser.in/datasheet/2/1032/IA12ESF0-1805695.pdf
SENSOR | INDUCTIVE |  | IA18ESF05UCM1 | Carlo gavazzi | 18,SS | 5,F | Namur | 8.2VDC | Plug | Proximity | https://drive.google.com/file/d/1F57ZHAiTahcGemiXopmI1B1QmXR2ziv2/view?usp=drive_link | https://www.mouser.in/datasheet/2/1032/IA12ESF0-1805695.pdf
SENSOR | INDUCTIVE |  | IA30ALC10AG-K | Carlo gavazzi | 30,NB | 1-10,F | PNP 20-4mA | 10-30VDC | Cable | Analog |  | http://doc.chipfind.ru/carlo/ia12alf02nom1.htm
SENSOR | INDUCTIVE |  | IA30ASC11AK-K | Carlo gavazzi | 30,NB |  | PNP |  | Cable
SENSOR | INDUCTIVE |  | IA30ASF10POHT-K | Carlo gavazzi | 30,NB
SENSOR | INDUCTIVE |  | IA30ASN15POHT-K | Carlo gavazzi | 30,NB | 15,NF | PNP NO | 10-30VDC | Cable | Proximity |  | https://www.mouser.in/datasheet/2/1032/IA18ASF05POM1HT-K-1805470.pdf
SENSOR | INDUCTIVE |  | IA30ASN15POM1 | Carlo gavazzi | 30,NB | 15,NF | PNP NO | 10-40VDC | Plug | Proximity | https://drive.google.com/file/d/1OO2RMVvFqudmzm20RrnMlusZc95XvoG3/view?usp=drive_link | https://files.kempstoncontrols.com/files/1d72b3c26916bc36d4b1631c41b786dc/IA30ASN15POM1.pdf
SENSOR | INDUCTIVE |  | IA30ASN22POM1 | Carlo gavazzi | 30,NB | [5 empty] | https://drive.google.com/file/d/1OO2RMVvFqudmzm20RrnMlusZc95XvoG3/view?usp=drive_link
SENSOR | INDUCTIVE |  | IA30DSF15DC | Carlo gavazzi | 30,NB | 15,F | 2 wire DC NC | 10-40VDC | Cable | Proximity | https://drive.google.com/file/d/1XJ7W8daiq6Trz2ZOSXzBKqZKCzZBxJP2/view?usp=drive_link | https://www.mouser.com/datasheet/2/1032/IA12DSF-1805767.pdf
SENSOR | INDUCTIVE |  | IA30DSF15NO | Carlo gavazzi | 30,NB | 15,F | NPN NO | 10-40VDC | Cable | Proximity | https://drive.google.com/file/d/1XJ7W8daiq6Trz2ZOSXzBKqZKCzZBxJP2/view?usp=drive_link | https://files.kempstoncontrols.com/files/1d72b3c26916bc36d4b1631c41b786dc/IA30ASN15POM1.pdf
SENSOR | INDUCTIVE |  | IA30DSF15PO | Carlo gavazzi | 30,NB | 10,F | PNP NO | 10-40VDC | Cable | Proximity | https://drive.google.com/file/d/1XJ7W8daiq6Trz2ZOSXzBKqZKCzZBxJP2/view?usp=drive_link | https://files.kempstoncontrols.com/files/1d72b3c26916bc36d4b1631c41b786dc/IA30ASN15POM1.pdf
SENSOR | INDUCTIVE |  | IA30DSN22NO | Carlo gavazzi | 30,NB | 22,NF |  |  |  | Proximity | https://drive.google.com/file/d/1ovs5m9EqGXeHVIzS7nS4EUpNKObzA535/view?usp=drive_link
SENSOR | INDUCTIVE |  | IA30DSN22PO | Carlo gavazzi | 30,NB | 22,NF | PNP NO |  | Cable | Proximity | https://drive.google.com/file/d/1ovs5m9EqGXeHVIzS7nS4EUpNKObzA535/view?usp=drive_link
SENSOR | INDUCTIVE |  | IC40CNN30COT1 | Carlo gavazzi | 40,Plastic | 30,NF | MOSFET NO | 20-250VAC,DC | 2 wire | Proximity | https://drive.google.com/file/d/1TG5Y0xwu_q0-F_f1arVgSOefcmvT1Jtt/view?usp=drive_link | https://www.mouser.com/datasheet/2/1032/IC40CNN30NAT1_eng-1805404.pdf
SENSOR | INDUCTIVE |  | IC40CNN30NAT1 | Carlo gavazzi | 40,Plastic | 30,NF | NPN NO/NC | 10-30VDC | 2 wire | Proximity | https://drive.google.com/file/d/1TG5Y0xwu_q0-F_f1arVgSOefcmvT1Jtt/view?usp=drive_link | https://www.mouser.com/datasheet/2/1032/IC40CNN30NAT1_eng-1805404.pdf
SENSOR | INDUCTIVE |  | IC40CNN30PAT1 | Carlo gavazzi | 40,Plastic | 30,NF | PNP NO/NC | 10-30VDC | 3 wire | Proximity | https://drive.google.com/file/d/1TG5Y0xwu_q0-F_f1arVgSOefcmvT1Jtt/view?usp=drive_link | https://www.mouser.com/datasheet/2/1032/IC40CNN30NAT1_eng-1805404.pdf
SENSOR | INDUCTIVE |  | IC40CNN30TAT1 | Carlo gavazzi | 40,Plastic | 30,NF | MOSFET NO/NC | 10-30VDC | 2 wire | Proximity | https://drive.google.com/file/d/1rNryN6Yq2WE75NlSY5EVbbkNZHMipGJE/view?usp=drive_link | https://www.mouser.com/datasheet/2/1032/IC40CNN30NAT1_eng-1805404.pdf
SENSOR | INDUCTIVE |  | ICB12L50F04A2IO | Carlo gavazzi | 12,NB | 4,F | PNP NO | 10-36VDC | Cable | Proximity | https://drive.google.com/file/d/1ZynaLPI0WpLOIpXEPBOyztqOZEo60XNH/view?usp=drive_link | https://www.gavazziautomation.com/fileadmin/images/PIM/DATASHEET/ENG/ICB12_ICB18_ICB30_3-wire_IOL_DS.pdf
SENSOR | INDUCTIVE |  | ICB12L50F04NO | Carlo gavazzi | 12,NB | 4,F | NPN NO | 10-36VDC | Cable | Proximity | https://drive.google.com/file/d/1ZynaLPI0WpLOIpXEPBOyztqOZEo60XNH/view?usp=drive_link | https://www.gavazziautomation.com/fileadmin/images/PIM/DATASHEET/ENG/ICB12x30_04%20DS%20ENG%20160117.pdf
SENSOR | INDUCTIVE |  | ICB12L50F04PC | Carlo gavazzi | 12,NB | 4,F | PNP NC | 10-36VDC | Cable/M12 | Proximity | https://drive.google.com/file/d/1ZynaLPI0WpLOIpXEPBOyztqOZEo60XNH/view?usp=drive_link | https://www.gavazziautomation.com/fileadmin/images/PIM/DATASHEET/ENG/ICB12x30_04%20DS%20ENG%20160117.pdf
SENSOR | INDUCTIVE |  | ICB12L50F04POM1 | Carlo gavazzi | 12,NB | 4,F | PNP NO | 10-36VDC | Cable/M12 | Proximity | https://drive.google.com/file/d/1ZynaLPI0WpLOIpXEPBOyztqOZEo60XNH/view?usp=drive_link | https://www.gavazziautomation.com/fileadmin/images/PIM/DATASHEET/ENG/ICB12x30_04%20DS%20ENG%20160117.pdf
SENSOR | INDUCTIVE |  | ICB12L50N08PO | Carlo gavazzi | 12,NB | 8,NF | PNP NO | 10-36VDC | Cable | Proximity | https://drive.google.com/file/d/1ZynaLPI0WpLOIpXEPBOyztqOZEo60XNH/view?usp=drive_link | https://www.gavazziautomation.com/fileadmin/images/PIM/DATASHEET/ENG/ICB12x30_04%20DS%20ENG%20160117.pdf
SENSOR | INDUCTIVE |  | ICB12LF04POM1 | Carlo gavazzi | 12,NB | 4,F | PNP NO | 10-36VDC | Plug | Proximity | https://drive.google.com/file/d/1ZynaLPI0WpLOIpXEPBOyztqOZEo60XNH/view?usp=drive_link | https://files.kempstoncontrols.com/files/f3a396765fc5750503e45cf7bbe07a57/ICB12LF04POM1.pdf
SENSOR | INDUCTIVE |  | ICB12S30F02PO | Carlo gavazzi | 12,NB | 2,F | PNP NO | 10-36VDC | Cable | Proximity | https://drive.google.com/file/d/1w-meeYvNSwUZKjhPOmTuA97pebzxFlcc/view?usp=drive_link | https://www.gavazziautomation.com/fileadmin/images/PIM/DATASHEET/ENG/ICB12x30_02%20DS%20ENG%20100117.pdf
SENSOR | INDUCTIVE |  | ICB12S30F04PA | Carlo gavazzi | 12,NB | 4,F | PNP | 10-36VDC | Cable | Proximity | https://drive.google.com/file/d/1w-meeYvNSwUZKjhPOmTuA97pebzxFlcc/view?usp=drive_link | https://www.mouser.com/datasheet/2/1032/ICB_4_W-1805477.pdf
SENSOR | INDUCTIVE |  | ICB12S30F04POM1 | Carlo gavazzi | 12,NB | 4,F | PNP NO | 10-36VDC | Plug | Proximity | https://drive.google.com/file/d/1wCcr7OL9iySTD6yGJ_ckIJDupKwnaR4B/view?usp=drive_link | https://www.gavazziautomation.com/fileadmin/images/PIM/DATASHEET/ENG/ICB12x30_04%20DS%20ENG%20160117.pdf
SENSOR | INDUCTIVE |  | ICB12SF04PO-5M | Carlo gavazzi | 12,NB | 4,F | PNP NO |  |  |  | https://drive.google.com/file/d/1UylWPFzzYNdbSlRua_dicx1t_1lstuiG/view?usp=drive_link
SENSOR | INDUCTIVE |  | ICB18L50F05NO | Carlo gavazzi | 18,NB | 5,F | NPN NO | 10-36VDC | Cable | Proximity | https://drive.google.com/file/d/1-PZgfdfDdm3lZuGW60h_Z5Bt-31H9uLA/view?usp=drive_link | https://www.gavazziautomation.com/en-global/product/ICB18L50F05NO?cHash=9a5fb39a9e22a52bd70be74062fbd12d
SENSOR | INDUCTIVE |  | ICB18L50F05POM1 | Carlo gavazzi | 18,NB | 5,F | PNP NO | 10-36VDC | Plug | Proximity | https://drive.google.com/file/d/1-PZgfdfDdm3lZuGW60h_Z5Bt-31H9uLA/view?usp=drive_link | https://www.gavazziautomation.com/en-global/product/ICB18L50F05NO?cHash=9a5fb39a9e22a52bd70be74062fbd12d
SENSOR | INDUCTIVE |  | ICB18L50F08NA | Carlo gavazzi | 18,NB | 8,F | NPN | 10-36VDC | Cable | Proximity | https://drive.google.com/file/d/1-PZgfdfDdm3lZuGW60h_Z5Bt-31H9uLA/view?usp=drive_link | https://www.mouser.com/datasheet/2/1032/ICB_4_W-1805477.pdf
SENSOR | INDUCTIVE |  | ICB18L50F08PO | Carlo gavazzi | 18,NB | 8,F | PNP NO | 10-36VDC | Cable | Proximity | https://drive.google.com/file/d/14R86bZwCiO1xbP_J6f6JFTwMEk6AQFxS/view?usp=drive_link | https://www.gavazziautomation.com/fileadmin/images/PIM/DATASHEET/ENG/ICB18x30_08.pdf
SENSOR | INDUCTIVE |  | ICB18L50N14PO | Carlo gavazzi | 18,NB | 14,NF | PNP NO | 10-36VDC | Cable | Proximity | https://drive.google.com/file/d/1-PZgfdfDdm3lZuGW60h_Z5Bt-31H9uLA/view?usp=drive_link | https://www.gavazziautomation.com/fileadmin/images/PIM/DATASHEET/ENG/ICB18x30_08.pdf
SENSOR | INDUCTIVE |  | ICB18S30F05PO | Carlo gavazzi | 18,NB | 5,F | PNP NO | 10-36VDC | Cable | Proximity | https://drive.google.com/file/d/1x0VsGJvDmO4-yz4jaFZf6Z0Td9EqsCWa/view?usp=drive_link | https://www.gavazziautomation.com/en-global/product/ICB18L50F05NO?cHash=9a5fb39a9e22a52bd70be74062fbd12d
SENSOR | INDUCTIVE |  | ICB18S30F08POM1 | Carlo gavazzi | 18,NB | 8,F | PNP NO | 10-36VDC | Plug | Proximity | https://drive.google.com/file/d/1x0VsGJvDmO4-yz4jaFZf6Z0Td9EqsCWa/view?usp=drive_link | https://www.gavazziautomation.com/fileadmin/images/PIM/DATASHEET/ENG/ICB18x30_08.pdf
SENSOR | INDUCTIVE |  | ICB18S30F12NO | Carlo gavazzi | 18,NB | 12,F | PNP NO | 10-36VDC | Cable | Proximity | https://drive.google.com/file/d/1x0VsGJvDmO4-yz4jaFZf6Z0Td9EqsCWa/view?usp=drive_link | https://www.gavazziautomation.com/fileadmin/images/PIM/DATASHEET/ENG/ICB18x30_12.pdf
SENSOR | INDUCTIVE |  | ICB18S30F12PO | Carlo gavazzi | 18,NB | 12,F | PNP NO | 10-36VDC | Cable | Proximity | https://drive.google.com/file/d/1x0VsGJvDmO4-yz4jaFZf6Z0Td9EqsCWa/view?usp=drive_link | https://www.gavazziautomation.com/fileadmin/images/PIM/DATASHEET/ENG/ICB18x30_12.pdf
SENSOR | INDUCTIVE |  | ICB18S30N08PO | Carlo gavazzi | 18,NB | 8,NF | PNP NO | 10-36VDC | Cable | Proximity | https://drive.google.com/file/d/1TaZaUJi2W4fpOwNA_4OGIZqrdhLcS8j8/view?usp=drive_link | https://www.gavazziautomation.com/fileadmin/images/PIM/DATASHEET/ENG/ICB18x30_05.pdf
SENSOR | INDUCTIVE |  | ICB18S30N08POM1 | Carlo gavazzi | 18,NB | 8,NF | PNP NO | 10-36VDC | Plug | Proximity | https://drive.google.com/file/d/1TaZaUJi2W4fpOwNA_4OGIZqrdhLcS8j8/view?usp=drive_link | https://www.gavazziautomation.com/fileadmin/images/PIM/DATASHEET/ENG/ICB18x30_05.pdf
SENSOR | INDUCTIVE |  | ICB18S30N14PO | Carlo gavazzi | 18,NB | 14,NF | PNP NO | 10-36VDC | Cable | Proximity | https://drive.google.com/file/d/1TaZaUJi2W4fpOwNA_4OGIZqrdhLcS8j8/view?usp=drive_link | https://www.gavazziautomation.com/fileadmin/images/PIM/DATASHEET/ENG/ICB18x30_08.pdf
SENSOR | INDUCTIVE |  | ICB18S30N14POM1 | Carlo gavazzi | 18,NB | 14,NF | PNP NO | 10-36VDC | Plug | Proximity | https://drive.google.com/file/d/1TaZaUJi2W4fpOwNA_4OGIZqrdhLcS8j8/view?usp=drive_link | https://www.gavazziautomation.com/fileadmin/images/PIM/DATASHEET/ENG/ICB18x30_08.pdf
SENSOR | INDUCTIVE |  | ICB30L50F22PO | Carlo gavazzi | 30,NB | 22,F | PNP NO | 10-36VDC | Cable | Proximity | https://drive.google.com/file/d/1oHKvn5nXK0GCp9S124KbWMnKTAfCDn8L/view?usp=drive_link | https://www.gavazziautomation.com/fileadmin/images/PIM/DATASHEET/ENG/ICB30x35_22.pdf
SENSOR | INDUCTIVE |  | ICB30L50F22POM1 | Carlo gavazzi | 30,NB | 22,F | PNP NO | 10-36VDC | Plug | Proximity | https://drive.google.com/file/d/1ra9_6x3a5EYhGyCcSLyoZ7KkizG5jCje/view?usp=drive_link | https://www.gavazziautomation.com/fileadmin/images/PIM/DATASHEET/ENG/ICB30x35_22.pdf
SENSOR | INDUCTIVE |  | ICB30L50N15PO | Carlo gavazzi | 30,NB | 15,NF | PNP NO | 10-36VDC | Cable | Proximity | https://drive.google.com/file/d/1oHKvn5nXK0GCp9S124KbWMnKTAfCDn8L/view?usp=drive_link | https://www.mouser.in/datasheet/2/1032/ICB30x30_10-2525363.pdf
SENSOR | INDUCTIVE |  | ICB30L50N40PO | Carlo gavazzi | 30,NB | 40,NF | PNP NO | 10-36VDC | Cable | Proximity | https://drive.google.com/file/d/1oHKvn5nXK0GCp9S124KbWMnKTAfCDn8L/view?usp=drive_link | https://www.gavazziautomation.com/fileadmin/images/PIM/DATASHEET/ENG/ICB30x35_22.pdf
SENSOR | INDUCTIVE |  | ICB30S30N15PO | Carlo gavazzi | 30,NB | 15,NF | PNP NO | 10-36VDC | Cable | Proximity | https://drive.google.com/file/d/1g7-iJXXdiyIXdDi7hhKryhh59ozg8RuA/view?usp=drive_link | https://www.mouser.in/datasheet/2/1032/ICB30x30_10-2525363.pdf
SENSOR | INDUCTIVE |  | ICB30SN15NC | Carlo gavazzi | 30,NB | 15,NF | NPN NC | 10-36VDC | Cable | Proximity | https://drive.google.com/file/d/1oHKvn5nXK0GCp9S124KbWMnKTAfCDn8L/view?usp=drive_link | https://www.masrsolutions.com/collections/inductive-sensors/products/icb30sn15nc
SENSOR | INDUCTIVE |  | ICS05S23F08A2NO | Carlo gavazzi | 5,SS | 0.8,F | NPN NO | 10-30VDC | Cable | Proximity | https://drive.google.com/file/d/1szvUgB7oIw6pCabxwd2hRqU_HHvefu5f/view?usp=drive_link | https://www.mouser.in/datasheet/2/1032/IBS04_ICS05_3_wire_IOL_DS-1804960.pdf
SENSOR | INDUCTIVE |  | ICS05S23F15A2IO | Carlo gavazzi | 5,SS | 1.3,F | PNP NO | 10-30VDC | Cable | Proximity | https://drive.google.com/file/d/1szvUgB7oIw6pCabxwd2hRqU_HHvefu5f/view?usp=drive_link | https://www.mouser.in/datasheet/2/1032/IBS04_ICS05_3_wire_IOL_DS-1804960.pdf
SENSOR | INDUCTIVE |  | ICS05S23F15A2NO | Carlo gavazzi | 5,SS | 1.3,F | NPN NO | 10-30VDC | Cable | Proximity | https://drive.google.com/file/d/1szvUgB7oIw6pCabxwd2hRqU_HHvefu5f/view?usp=drive_link | https://www.mouser.in/datasheet/2/1032/IBS04_ICS05_3_wire_IOL_DS-1804960.pdf
SENSOR | INDUCTIVE |  | ICS05S23F15M5PO | Carlo gavazzi | 5,SS | 1.3,F | PNP NO | 10-30VDC | Plug | Proximity | https://drive.google.com/file/d/1JphsCaGm5JH9zEd1iKhChgN7jXO7Xgz7/view?usp=drive_link | https://www.mouser.in/datasheet/2/1032/IBS04_ICS05_3_wire_IOL_DS-1804960.pdf
SENSOR | INDUCTIVE |  | ICS08L45F01PC | Carlo gavazzi | 8,SS | 1,F | PNP NC | 10-36VDC | Cable | Proximity | https://drive.google.com/file/d/1yey5N75iGNC54rtwXvMSXpBFU8weVmz6/view?usp=drive_link | https://www.gavazziautomation.com/fileadmin/images/PIM/DATASHEET/ENG/ICS08_3-wire_DC_DS_EN.pdf
SENSOR | INDUCTIVE |  | ICS08L45F01PCM5 | Carlo gavazzi | 8,SS | 1,F | PNP NC | 10-36VDC | Plug | Proximity | https://drive.google.com/file/d/1yey5N75iGNC54rtwXvMSXpBFU8weVmz6/view?usp=drive_link | https://www.gavazziautomation.com/fileadmin/images/PIM/DATASHEET/ENG/ICS08_3-wire_DC_DS_EN.pdf
SENSOR | INDUCTIVE |  | ICS08L45F01POM5 | Carlo gavazzi | 8,SS | 1,F | PNP NO | 10-36VDC | Plug | Proximity | https://drive.google.com/file/d/1yey5N75iGNC54rtwXvMSXpBFU8weVmz6/view?usp=drive_link | https://www.gavazziautomation.com/fileadmin/images/PIM/DATASHEET/ENG/ICS08_3-wire_DC_DS_EN.pdf
SENSOR | INDUCTIVE |  | ICS08L45F02POM5 | Carlo gavazzi | 8,SS | 2,F | PNP NO | 10-36VDC | Plug | Proximity | https://drive.google.com/file/d/1yey5N75iGNC54rtwXvMSXpBFU8weVmz6/view?usp=drive_link | https://www.gavazziautomation.com/fileadmin/images/PIM/DATASHEET/ENG/ICS08_3-wire_DC_DS_EN.pdf
SENSOR | INDUCTIVE |  | ICS08L45F20A2IO | Carlo gavazzi | 8,SS | 2,F | PNP NO | 10-30VDC | Plug | Proximity | https://drive.google.com/file/d/1ZvO8l5MhTwlCNScoXu3tNOikB1IaV3a3/view?usp=drive_link | https://www.gavazziautomation.com/fileadmin/images/PIM/DATASHEET/ENG/ICS08_3-wire_IOL_DS.pdf
SENSOR | INDUCTIVE |  | ICS08L45N02PO | Carlo gavazzi | 8,SS | 2,NF | PNP NO | 10-36VDC | Cable | Proximity | https://drive.google.com/file/d/1ZvO8l5MhTwlCNScoXu3tNOikB1IaV3a3/view?usp=drive_link | https://www.gavazziautomation.com/fileadmin/images/PIM/DATASHEET/ENG/ICS08_3-wire_DC_DS_EN.pdf
SENSOR | INDUCTIVE |  | ICS08L45N40M5IO | Carlo gavazzi | 8,SS | 4,NF | PNP NO | 10-30VDC | Plug | Proximity | https://drive.google.com/file/d/1yey5N75iGNC54rtwXvMSXpBFU8weVmz6/view?usp=drive_link | https://www.gavazziautomation.com/fileadmin/images/PIM/DATASHEET/ENG/ICS08_3-wire_IOL_DS.pdf
SENSOR | INDUCTIVE |  | ICS08S30F01NO | Carlo gavazzi | 8,SS | 1,F | NPN NO | 10-36VDC | Cable | Proximity | https://drive.google.com/file/d/1_VzXB84fv3exS0FP4Z3bZxZbRf6GRqTM/view?usp=drive_link | https://www.gavazziautomation.com/fileadmin/images/PIM/DATASHEET/ENG/ICS08_3-wire_DC_DS_EN.pdf
SENSOR | INDUCTIVE |  | ICS08S30F01POM5 | Carlo gavazzi | 8,SS | 1,F | PNP NO | 10-36VDC | Plug | Proximity | https://drive.google.com/file/d/1wYlcovMVzF7i2i2xoh63dt_T1PUoULEB/view?usp=drive_link | https://www.gavazziautomation.com/fileadmin/images/PIM/DATASHEET/ENG/ICS08_3-wire_DC_DS_EN.pdf
SENSOR | INDUCTIVE |  | ICS08S30F02PC | Carlo gavazzi | 8,SS | 2,F | PNP NC | 10-36VDC | Cable | Proximity | https://drive.google.com/file/d/1UzMZYpqntwcFiCMTPnMd6V1bIGqTorq6/view?usp=drive_link | https://www.gavazziautomation.com/fileadmin/images/PIM/DATASHEET/ENG/ICS08_3-wire_DC_DS_EN.pdf
SENSOR | INDUCTIVE |  | ICS08S30F02PO | Carlo gavazzi | 8,SS | 2,F | PNP NO | 10-36VDC | Cable | Proximity | https://drive.google.com/file/d/1_VzXB84fv3exS0FP4Z3bZxZbRf6GRqTM/view?usp=drive_link | https://www.gavazziautomation.com/fileadmin/images/PIM/DATASHEET/ENG/ICS08_3-wire_DC_DS_EN.pdf
SENSOR | INDUCTIVE |  | ICS08S30F20A2IO | Carlo gavazzi | 8,SS | 2,F | PNP NO | 10-30VDC | Cable | Proximity | https://drive.google.com/file/d/1_VzXB84fv3exS0FP4Z3bZxZbRf6GRqTM/view?usp=drive_link | https://www.mouser.com/datasheet/2/1032/ICS08_3-wire_IOL_DS-1806634.pdf
SENSOR | INDUCTIVE |  | ICS08S30F20A2PO | Carlo gavazzi | 8,SS | 2,F | PNP NO | 10-30VDC | Cable | Proximity | https://drive.google.com/file/d/1UzMZYpqntwcFiCMTPnMd6V1bIGqTorq6/view?usp=drive_link | https://www.mouser.com/datasheet/2/1032/ICS08_3-wire_IOL_DS-1806634.pdf
SENSOR | INDUCTIVE |  | ICS08S30N40A2IO | Carlo gavazzi | 8,SS | 4,NF | PNP NO | 10-30VDC | Cable | Proximity | https://drive.google.com/file/d/1WQiLm2cHaDq6j1eCRl301Jrdjq8NFb2e/view?usp=drive_link | https://www.mouser.com/datasheet/2/1032/ICS08_3-wire_IOL_DS-1806634.pdf
SENSOR | INDUCTIVE |  | ID25ANC05NA-K | Carlo gavazzi | 25,NB | 5,NF | NPN NC/NO | 10-30VDC | Cable | Proximity | https://drive.google.com/file/d/1r4XPCKm4BV-_lNPEqnUF-Hp5XIJPrfg0/view?usp=drive_link | https://www.digikey.sk/en/products/detail/carlo-gavazzi-inc/ID25ANC05NA-K/8542053
SENSOR | INDUCTIVE |  | ID25ANC05PA-K | Carlo gavazzi | 25,NB | 5,NF | PNP NC |  | Cable |  | https://drive.google.com/file/d/1r4XPCKm4BV-_lNPEqnUF-Hp5XIJPrfg0/view?usp=drive_link | https://www.digikey.com/en/products/detail/carlo-gavazzi-inc/ID25ANC05PA-K/8542055
SENSOR | INDUCTIVE |  | IPS13PNOM50 | Carlo gavazzi
SENSOR | INDUCTIVE |  | IRC40SN40M1PA | Carlo gavazzi | 40,Plastic | 40,NF | PNP 1NO+1NC |  | Plug | Proximity | https://drive.google.com/file/d/1uaKkYMrtBg2gyVSsLR0bkyP8AzkcMK4J/view?usp=drive_link | https://www.gavazziautomation.com/fileadmin/images/PIM/DATASHEET/ENG/IRC40_4-wire_DC_DS.pdf
SENSOR | INDUCTIVE |  | LDP1PA2DU24 | Carlo gavazzi | Single Loop |  | 24-240VAC/VDC |  |  | Loop Detector | https://drive.google.com/file/d/1eJkRQhcuCLBSqNtBTyaPO4kMHDm0zNKZ/view?usp=drive_link | https://www.gavazziautomation.com/fileadmin/images/PIM/DATASHEET/ENG/LDPxPA2DU24_eng.pdf
SENSOR | INDUCTIVE |  | LDP2PA2DU24 | Carlo gavazzi | Dual Loop |  | 24-240VAC/VDC |  |  | Loop Detector | https://drive.google.com/file/d/1iFETIXP_6kjARDchxh9hp7mZzmzELeVV/view?usp=drive_link | https://www.gavazziautomation.com/fileadmin/images/PIM/DATASHEET/ENG/LDPxPA2DU24_eng.pdf
SENSOR | INDUCTIVE |  | LDP2TA2BM24 | Carlo gavazzi | Dual Loop |  | 24VAC/DC |  |  | Loop Detector |  | https://www.gavazzionline.com/pdf/LDP1SA1B230_eng.pdf
SENSOR | MAGNETIC |  | MA3 | Carlo gavazzi | Rectangular,Plastic |  | NO,Reed Switch |  | Cable | Proximity | https://drive.google.com/file/d/17g9K-YoSZM53s8kyi8DfHSN_-HbzsVI1/view?usp=drive_link | https://www.gavazziautomation.com/fileadmin/images/PIM/DATASHEET/ENG/M%20and%20MS%20eng.pdf
SAFETY | RELAY |  | SME-41 | Carlo gavazzi | Rectangular,Plastic |  |  | 21.6-26.4V |  |  | https://drive.google.com/file/d/14z6o7SBGQJXf2ChB_-h7KEKi5fL0EWEC/view?usp=drive_link | https://www.gavazziautomation.com/fileadmin/images/PIM/DATASHEET/ENG/SME41_DS.pdf
SENSOR | INDUCTIVE |  | EI18051020-1 | Carlo gavazzi
SENSOR | INDUCTIVE |  | IA12ESN04UCM1 | Carlo gavazzi | 12 | 4,NF | Namur | 7V-9V | Plug | Proximity | https://drive.google.com/file/d/1y2dqrgd48y3U5vS7NHjWPeERNj9WBw0l/view?usp=drive_link | https://www.gavazziautomation.com/fileadmin/images/PIM/DATASHEET/ENG/IA12ESF02UCM1_eng.pdf
SENSOR | INDUCTIVE |  | LDD1PA2DU24 | Carlo gavazzi | Single Loop |  | Relay | 24V-240V | Screw | Loop Detector | https://drive.google.com/file/d/1nErC0gTnM1ZFyg-CILckE4MpwriBAi5Y/view?usp=drive_link | https://www.gavazzionline.com/pdf/LDDxPA2DU24.pdf
SENSOR | INDUCTIVE |  | LDD2PA2DU24 | Carlo gavazzi | Dual Loop |  | Relay | 24V-240V | Screw | Loop Detector | https://drive.google.com/file/d/1nErC0gTnM1ZFyg-CILckE4MpwriBAi5Y/view?usp=drive_link | https://www.gavazzionline.com/pdf/LDDxPA2DU24.pdf
SENSOR | INDUCTIVE |  | A01CF24 | Selet |  | 2,NF | Namur |  | Cable |  | https://drive.google.com/file/d/1UQAx4qKeJ7-hc3-T9j-3HXgf1IFvHU3C/view?usp=drive_link | http://www.selet.it/uploads/cataloghi/a9015-namur.pdf
SENSOR | INDUCTIVE |  | B003020-DIS607 | Selet
SENSOR | INDUCTIVE |  | B0181NOC5 | Selet | NB | 18,F | NPN NO |  | Connector |  | https://drive.google.com/file/d/1yz_Ej71e57YAwgP7OOTtali40ayfDgBq/view?usp=drive_link
SENSOR | INDUCTIVE |  | B01E124POC5 | Selet | 12,NB | 4,NF | PNP NO |  | Connector |  | https://drive.google.com/file/d/1yz_Ej71e57YAwgP7OOTtali40ayfDgBq/view?usp=drive_link | http://www.selet.it/uploads/cataloghi/d7dfa-b01_b02.pdf
SENSOR | INDUCTIVE |  | B01E82POC5 | Selet | 8,NB | 2,NF | PNP No |  | Connector |  | https://drive.google.com/file/d/1yz_Ej71e57YAwgP7OOTtali40ayfDgBq/view?usp=drive_link | http://www.selet.it/uploads/cataloghi/d7dfa-b01_b02.pdf
SENSOR | INDUCTIVE |  | B01EG82PO | Selet | 8,NB | 2,NF | PNP NO |  | Cable |  | https://drive.google.com/file/d/1yz_Ej71e57YAwgP7OOTtali40ayfDgBq/view?usp=drive_link | http://www.selet.it/uploads/cataloghi/d7dfa-b01_b02.pdf
SENSOR | INDUCTIVE |  | B01G6.51.5PC | Selet | 6.5 | 1.5 | PNP NC |  | Cable |  | https://drive.google.com/file/d/1yz_Ej71e57YAwgP7OOTtali40ayfDgBq/view?usp=drive_link
SENSOR | INDUCTIVE |  | B01Q81-5P0T24 | Selet | [6 empty] | https://drive.google.com/file/d/1yz_Ej71e57YAwgP7OOTtali40ayfDgBq/view?usp=drive_link
SENSOR | INDUCTIVE |  | B01QE8050PO | Selet | 8,Plastic | NF | PNP NO |  | Cable |  | https://drive.google.com/file/d/1yz_Ej71e57YAwgP7OOTtali40ayfDgBq/view?usp=drive_link | http://www.selet.it/uploads/manuali/3ff81-bq80_cq80.pdf
SENSOR | INDUCTIVE |  | B01QE8050PSC | Selet | 8,Plastic | NF | PNP SC |  | Cable |  | https://drive.google.com/file/d/1yz_Ej71e57YAwgP7OOTtali40ayfDgBq/view?usp=drive_link | http://www.selet.it/uploads/manuali/3ff81-bq80_cq80.pdf
SENSOR | INDUCTIVE |  | B0281P0V6 | Selet | 8,Plastic | 1,F | PNP NO |  | Connector |  | https://drive.google.com/file/d/1G_v2A6JU2A0glU5gK6vGwhYgm5IU7DhI/view?usp=drive_link | http://www.selet.it/uploads/cataloghi/d7dfa-b01_b02.pdf
SENSOR | INDUCTIVE |  | B02G122PC | Selet | 12,Plastic | 2,F | PNP NO |  | Connector |  | https://drive.google.com/file/d/1G_v2A6JU2A0glU5gK6vGwhYgm5IU7DhI/view?usp=drive_link | http://www.selet.it/uploads/cataloghi/d7dfa-b01_b02.pdf
SENSOR | INDUCTIVE |  | B033020POC5 | Selet | 30,Plastic | 20,F | PNP NO |  | Connector |  | https://drive.google.com/file/d/1ghYiuUgYOhenb6WsWVuI_KBJTtU6GP-p/view?usp=drive_link | https://files.kempstoncontrols.com/files/4b03b0eb51d681450003c43148c50c13/B033020POC5.pdf
SENSOR | INDUCTIVE |  | B03G188PO | Selet | 18,Plastic | 8,F | PNP NO |  | Cable |  | https://drive.google.com/file/d/1ghYiuUgYOhenb6WsWVuI_KBJTtU6GP-p/view?usp=drive_link | http://www.selet.it/uploads/cataloghi/89032-b03_b04.pdf
SENSOR | INDUCTIVE |  | B03QE8080PO | Selet | Plastic | 80,NF | PNP NO |  | Cable |  | https://drive.google.com/file/d/1ghYiuUgYOhenb6WsWVuI_KBJTtU6GP-p/view?usp=drive_link
SENSOR | INDUCTIVE |  | B08EN3015SC | Selet | SS | 1-2,NF |  |  |  |  | https://drive.google.com/file/d/1SEbmC9GV8I4H-0Xia2VCe187psOEWy9l/view?usp=drive_link | http://www.selet.it/uploads/cataloghi/1f89b-b08.pdf
SENSOR | INDUCTIVE |  | B15EG3015PO | Selet | Plastic | 30,NF | PNP NO |  | Cable |  | https://drive.google.com/file/d/1UpovyLzsLiOnTmR3mvU3XyGJlVwJV8na/view?usp=drive_link | http://www.selet.it/uploads/cataloghi/d7e15-teflon.pdf
SENSOR | INDUCTIVE |  | B50E189V010C5 | Selet | 18, NB | 9,NF | 0-10V |  | Connector |  | https://drive.google.com/file/d/1njG-kMQpn090wacnr0wuty2zsRwqlujw/view?usp=drive_link | http://www.selet.it/uploads/cataloghi/e1c4a-analogici.pdf
SENSOR | INDUCTIVE |  | B50EG124V010 | Selet | 12,NB | 4,NF | 0-10V |  | Cable |  | https://drive.google.com/file/d/1njG-kMQpn090wacnr0wuty2zsRwqlujw/view?usp=drive_link | http://www.selet.it/uploads/cataloghi/e1c4a-analogici.pdf
SENSOR | INDUCTIVE |  | B50EG189V010 | Selet | 18,NB | 9,NF | 0-10V |  | Cable |  | https://drive.google.com/file/d/1njG-kMQpn090wacnr0wuty2zsRwqlujw/view?usp=drive_link | http://www.selet.it/uploads/cataloghi/e1c4a-analogici.pdf
SENSOR | INDUCTIVE |  | B50EG3015V010 | Selet | 30,NB | 15,NF | 0-10V |  | Cable |  | https://drive.google.com/file/d/1njG-kMQpn090wacnr0wuty2zsRwqlujw/view?usp=drive_link | http://www.selet.it/uploads/cataloghi/e1c4a-analogici.pdf
SENSOR | INDUCTIVE |  | B50EN187V03 | Selet | 18,NB | 7,NF | 0-3V |  | Cable |  | https://drive.google.com/file/d/1njG-kMQpn090wacnr0wuty2zsRwqlujw/view?usp=drive_link | http://www.selet.it/uploads/cataloghi/e1c4a-analogici.pdf
SENSOR | INDUCTIVE |  | B50G122A010 | Selet | 12,NB | NF | 0-10mA |  | Cable |  | https://drive.google.com/file/d/1njG-kMQpn090wacnr0wuty2zsRwqlujw/view?usp=drive_link | http://www.selet.it/uploads/cataloghi/e1c4a-analogici.pdf
SENSOR | INDUCTIVE |  | B50G3010V010 | Selet | [6 empty] | https://drive.google.com/file/d/1njG-kMQpn090wacnr0wuty2zsRwqlujw/view?usp=drive_link
SENSOR | INDUCTIVE |  | B60122POC5 | Selet | 12,Plastic | 2,F | PNP NO |  | Connector |  | https://drive.google.com/file/d/1HfSr4cDo_ZdY4Yc5-dwrNDks_S9kJ2vo/view?usp=drive_link | http://www.selet.it/uploads/cataloghi/56b79-b60_b61.pdf
SENSOR | INDUCTIVE |  | BCR1G3010PO | Selet | 30,Plastic | 10 | PNP NO |  | Cable |  | https://drive.google.com/file/d/1_XToFAqp6UrHqlDUJ7FfG4WmLeqOKr0b/view?usp=drive_link | http://www.selet.it/uploads/cataloghi/e1c4a-analogici.pdf
SENSOR | INDUCTIVE |  | C01EG5035A0 | Selet |  | NF |  |  |  |  | https://drive.google.com/file/d/1jqe4yx2yZsq7JoaPsIa8jHgYZnUhTox2/view?usp=drive_link
SENSOR | INDUCTIVE |  | MA526NF | Selet |  | 16 | NPN,Namur |  | Cable
SENSOR | INDUCTIVE |  | MB526-DIS351 | Selet | 5 | 26 |  |  |  |  | https://drive.google.com/file/d/1PdV9BjY5g-_8XyZCCZJH-_Su2SgK2Hej/view?usp=drive_link
SENSOR | INDUCTIVE |  | MB526PFA | Selet | 5 | 26 | PNP NO |  | Cable |  | https://drive.google.com/file/d/1PdV9BjY5g-_8XyZCCZJH-_Su2SgK2Hej/view?usp=drive_link | https://files.kempstoncontrols.com/files/3b8d12188943ff135812f303de9fb428/MB526PFA.pdf
SENSOR | INDUCTIVE |  | B01E188POC5 | Selet | 18,NB | 8,NF | PNP NO |  | Connector |  |  | http://www.selet.it/uploads/cataloghi/d7dfa-b01_b02.pdf
SENSOR | INDUCTIVE |  | B01G3515PO | Selet |  | 15,NF | PNP NO |  | Cable |  |  | http://www.selet.it/uploads/cataloghi/d7dfa-b01_b02.pdf
SENSOR | INDUCTIVE |  | B02651CV6 | Selet
SENSOR | INDUCTIVE |  | B02651PCV6 | Selet | 6.5 | 1,F | PNP NC |  | Connector |  |  | http://www.selet.it/uploads/cataloghi/d7dfa-b01_b02.pdf
SENSOR | INDUCTIVE |  | B02815POV6 | Selet | 8 | 1.5,F | PNP NO |  | Connector |  |  | http://www.selet.it/uploads/cataloghi/d7dfa-b01_b02.pdf
SENSOR | INDUCTIVE |  | B04G6,53PO | Selet | 4 | 3,F | PNP NO |  | Cable |  | https://drive.google.com/file/d/1gzg--yQtEPhZM0dCsQrZwmFu7LbXubDC/view?usp=drive_link | http://www.selet.it/uploads/cataloghi/89032-b03_b04.pdf
SENSOR | INDUCTIVE |  | B06E188POC5 | Selet | 18,NB | 8,NF | PNP NO |  | Connector |  |  | http://www.selet.it/uploads/cataloghi/0986b-b06_b07.pdf
SENSOR | INDUCTIVE |  | IHP12-S1.5NO56-N12 | Xecro | 12,SS | 1.5,F | NPN NO |  | M12 |  | https://drive.google.com/file/d/1VG2o7hNVigbRbc_JbiOPnpdYbrC1raRK/view?usp=drive_link | https://www.automatyka24.pl/file/13528,IHP12-S1.5NO56-N12.pdf
SENSOR | INDUCTIVE |  | IHP12-S1-5P069-A12 | Xecro | 12,SS
SENSOR | INDUCTIVE |  | IHP12-S1.5PO138-A12 | Xecro | 12,SS | 1.5,F | PNP NO |  | M12 |  |  | https://www.automatyka24.pl/file/15655,IHP12-S1.5PO138-A12.pdf
SENSOR | INDUCTIVE |  | IHT12-S4BPO50-N2S | Xecro | 12,SS | 4,NF | PNP NO |  | silicone |  |  | https://xecro.com/content/datasheets/IPS/IND_3wire-HighTemperature/IHT12-N4BPO50-N2S.pdf
SENSOR | INDUCTIVE |  | IHT30-N15CPO55-N2T | Xecro | 30,SS | 15,NF | PNP NO |  | PTFE |  | https://drive.google.com/file/d/1kEqVGZ-hD_SIOd6Qv4sAdWvbiNyqj2Cs/view?usp=drive_link | https://xecro.com/content/datasheets/IPS/IND_3wire-HighTemperature/IHT30-N15CPO55-N2T.pdf
SENSOR | INDUCTIVE |  | IHT30-S10BPO55-A2S | Xecro | 30,SS | 10,F | PNP NO |  | silicone |  | https://drive.google.com/file/d/1kEqVGZ-hD_SIOd6Qv4sAdWvbiNyqj2Cs/view?usp=drive_link | https://xecro.com/content/datasheets/IPS/IND_3wire-HighTemperature/IHT30-S10BPO55-A2S.pdf
SENSOR | INDUCTIVE |  | IHT30S10CN055/N2T | Xecro | 30,SS | F | NPN NC |  | PTFE |  | https://drive.google.com/file/d/1kEqVGZ-hD_SIOd6Qv4sAdWvbiNyqj2Cs/view?usp=drive_link | https://xecro.com/content/datasheets/IPS/IND_3wire-HighTemperature/IHT30-S10CNC55-N2T.pdf
SENSOR | INDUCTIVE |  | IMF8-N4PO60-A8 | Xecro | 8,SS | 3.5,NF | PNP NO |  | M8 |  |  | https://xecro.com/content/datasheets/IPS/IND_3wire-MetalFace/IMF8-N4PO60-A8.pdf
SENSOR | INDUCTIVE |  | INF18S5PO79/M12 | Xecro | 18,B | 5,F | PNP NO |  | M12 |  |  | https://xecro.com/content/datasheets/IPS/IND_3wire/IPS18-S5PO79-A12.pdf
SENSOR | INDUCTIVE |  | IPS12N10PO68/A12 | Xecro | 12,B | 10,NF | PNP NO |  | M12 |  | https://drive.google.com/file/d/1fZ9mWi1s4qoKemhDaenkX2s_wt7A_NkM/view?usp=drive_link | https://xecro.com/content/datasheets/IPS/IND_3wire/IPS12-N10PO68-A12.pdf
SENSOR | INDUCTIVE |  | IPS12-N12PC50-A2P | Xecro | 12,B | 10,NF | PNP NC |  | M12 |  | https://drive.google.com/file/d/1fZ9mWi1s4qoKemhDaenkX2s_wt7A_NkM/view?usp=drive_link | https://xecro.com/inductive-high-performance/
SENSOR | INDUCTIVE |  | IPS12N8PO50/A2P | Xecro | 12,B | 8,NF | PNP NO |  | Cable |  | https://drive.google.com/file/d/1fZ9mWi1s4qoKemhDaenkX2s_wt7A_NkM/view?usp=drive_link | https://xecro.com/content/datasheets/IPS/IND_3wire/IPS12-N8PO50-A2P.pdf
SENSOR | INDUCTIVE |  | IPS12S4NC50/A2P | Xecro | 12,B | 4,F | NPN NC |  | Cable |  | https://drive.google.com/file/d/1fZ9mWi1s4qoKemhDaenkX2s_wt7A_NkM/view?usp=drive_link | https://xecro.com/shop/inductive-3-wire/ips12-s4nc50-a2p/
SENSOR | INDUCTIVE |  | IPS12S4NCO50/A2P | Xecro | 12,B | 4,F | NPN NC/NO |  | PVC |  | https://drive.google.com/file/d/1fZ9mWi1s4qoKemhDaenkX2s_wt7A_NkM/view?usp=drive_link | https://xecro.com/content/datasheets/IPS/IND_3wire/IPS12-S4NCO50-A2P.pdf
SENSOR | INDUCTIVE |  | IPS12-S4PO50-A2P | Xecro | 12,B | 4,F | PNP NO |  | PVC |  | https://drive.google.com/file/d/1fZ9mWi1s4qoKemhDaenkX2s_wt7A_NkM/view?usp=drive_link | https://xecro.com/content/datasheets/IPS/IND_3wire/IPS12-S4PO50-A2P.pdf
SENSOR | INDUCTIVE |  | IPS12S4PO50/M12 | Xecro | 12,B | 4,F | PNP NO |  | M12 |  | https://drive.google.com/file/d/1fZ9mWi1s4qoKemhDaenkX2s_wt7A_NkM/view?usp=drive_link | https://xecro.com/content/datasheets/IPS/IND_3wire/IPS12-S4PO50-A12.pdf
SENSOR | INDUCTIVE |  | IPS12S6PO50/M12 | Xecro | 12,B | 6,SF | PNP NO |  | M12 |  | https://drive.google.com/file/d/1fZ9mWi1s4qoKemhDaenkX2s_wt7A_NkM/view?usp=drive_link | https://xecro.com/content/datasheets/IPS/IND_3wire/IPS12-S6PO50-A12.pdf
SENSOR | INDUCTIVE |  | IPS12S6PO68/M12 | Xecro | 12,B | 6,SF | PNP NO |  | M12 |  | https://drive.google.com/file/d/1fZ9mWi1s4qoKemhDaenkX2s_wt7A_NkM/view?usp=drive_link | https://xecro.com/content/datasheets/IPS/IND_3wire/IPS12-S6PO68-A12.pdf
SENSOR | INDUCTIVE |  | IPS18-N20PO53-A12 | Xecro | 18,Plastic | 6,SF | PNP NO |  | M12 |  | https://drive.google.com/file/d/1qPqe4vQt-tIsXzk_MwVGdD_CBr9F_q6c/view?usp=drive_link | alliance-a.com/pdf/datasheet/EI1202NPOPS-1.pdf
SENSOR | INDUCTIVE |  | IPS18-N8PO40-A2P | Xecro | 18,Plastic | 8,NF | PNP NO |  | PVC |  | https://drive.google.com/file/d/1qPqe4vQt-tIsXzk_MwVGdD_CBr9F_q6c/view?usp=drive_link | https://xecro.com/content/datasheets/IPS/IND_3wire/IPS18-N8PO40-A2P.pdf
SENSOR | INDUCTIVE |  | IPS18-S12PO48-A12 | Xecro | 18,Plastic | 12,SF | PNP NO |  | M12 |  | https://drive.google.com/file/d/1qPqe4vQt-tIsXzk_MwVGdD_CBr9F_q6c/view?usp=drive_link | https://xecro.com/content/datasheets/IPS/IND_3wire/IPS18-S12PO48-A12.pdf
SENSOR | INDUCTIVE |  | IPS18S12PO48/M12 | Xecro | 18,Plastic | 12,SF | PNP NO |  | M12 |  | https://drive.google.com/file/d/1qPqe4vQt-tIsXzk_MwVGdD_CBr9F_q6c/view?usp=drive_link | https://xecro.com/content/datasheets/IPS/IND_3wire/IPS18-S12PO48-A12.pdf
SENSOR | INDUCTIVE |  | IPS18S8PC55/A2P | Xecro | 18,B | 8,F | PNP NC |  | PVC |  | https://drive.google.com/file/d/1qPqe4vQt-tIsXzk_MwVGdD_CBr9F_q6c/view?usp=drive_link | https://xecro.com/content/datasheets/IPS/IND_3wire/IPS18-S8PC55-A2P.pdf
SENSOR | INDUCTIVE |  | IPS18S8PO48/M12 | Xecro | 18,B | 8,F | PNP NO |  | M12 |  |  | https://xecro.com/content/datasheets/IPS/IND_3wire/IPS18-S8PO48-A12.pdf
SENSOR | INDUCTIVE |  | IPS30-N15U055-A2P | Xecro | 30,NB | 15,NF | NO |  | Cable |  | https://drive.google.com/file/d/1Ry39hT5QGlwtR35-yTCC-633JD8aSQ-Y/view?usp=drive_link | https://xecro.com/shop/inductive-2-wire_ac/ips30-n15ao55-a2p/
SENSOR | INDUCTIVE |  | IPS30N25A055/A2P | Xecro | 30,NB | 25,NF | NO |  | Cable |  | https://drive.google.com/file/d/1Ry39hT5QGlwtR35-yTCC-633JD8aSQ-Y/view?usp=drive_link | https://xecro.com/shop/inductive-2-wire_ac/ips30-n25ao55-a2p/
SENSOR | INDUCTIVE |  | IPS30N25NCO55/A2P | Xecro | 30,NB | 25,NF | PNP NO/NC |  | PVC |  | https://drive.google.com/file/d/1Ry39hT5QGlwtR35-yTCC-633JD8aSQ-Y/view?usp=drive_link | https://xecro.com/content/datasheets/IPS/IND_3wire/IPS30-N25PCO55-A2P.pdf
SENSOR | INDUCTIVE |  | IPS30N40NO55/A2P | Xecro | 30,NB | 40,NF | NPN NO |  | PVC |  | https://drive.google.com/file/d/1Ry39hT5QGlwtR35-yTCC-633JD8aSQ-Y/view?usp=drive_link | https://xecro.com/content/datasheets/IPS/IND_3wire/IPS30-N40NO55-A2P.pdf
SENSOR | INDUCTIVE |  | IPS30-N40PO79-A12 | Xecro | 30,NB | 40,NF | PNP NO |  | M12 |  | https://drive.google.com/file/d/1Ry39hT5QGlwtR35-yTCC-633JD8aSQ-Y/view?usp=drive_link | https://xecro.com/content/datasheets/IPS/IND_3wire/IPS30-N40PO79-A12.pdf
SENSOR | INDUCTIVE |  | IPS30S10PC48/M12 | Xecro | 30,NB | 22,SF | PNP NC |  | M12 |  | https://drive.google.com/file/d/1Ry39hT5QGlwtR35-yTCC-633JD8aSQ-Y/view?usp=drive_link | https://xecro.com/content/datasheets/IPS/IND_3wire/IPS30-S22PC48-A12.pdf
SENSOR | INDUCTIVE |  | IPS30S16PO79/M12 | Xecro | 30,NB | 16,F | PNP NO |  | M12 |  | https://drive.google.com/file/d/1Ry39hT5QGlwtR35-yTCC-633JD8aSQ-Y/view?usp=drive_link | https://xecro.com/content/datasheets/IPS/IND_3wire/IPS30-S16PO79-A12.pdf
SENSOR | INDUCTIVE |  | IPS30S22NO55/A2P | Xecro | 30,NB | 22,SF | PNP NO |  | PVC |  | https://drive.google.com/file/d/1Ry39hT5QGlwtR35-yTCC-633JD8aSQ-Y/view?usp=drive_link | https://xecro.com/content/datasheets/IPS/IND_3wire/IPS30-S22PO55-A2P.pdf
SENSOR | INDUCTIVE |  | IPS5-S08PO26-A2U | Xecro | 5,SS | 0.8,F | PNP NO |  | PUR |  | https://drive.google.com/file/d/1E4oAc8w7jFIeI0AHkzFkIfK1jJAcwrH8/view?usp=drive_link | https://xecro.com/content/datasheets/IPS/IND_3wire-Miniature/IPS5-S08PO26-A2U.pdf
SENSOR | INDUCTIVE |  | IPS5-S1.5NO26-A2U | Xecro | 5,SS | 1.5,F | NPN NO |  | PUR |  | https://drive.google.com/file/d/1E4oAc8w7jFIeI0AHkzFkIfK1jJAcwrH8/view?usp=drive_link | https://xecro.com/content/datasheets/IPS/IND_3wire-Miniature/IPS5-S1.5NO26-A2U.pdf
SENSOR | INDUCTIVE |  | IPS8-N2NO45-A2P | Xecro | 8,SS | 2,NF | NPN NO |  | PVC |  | https://drive.google.com/file/d/1dnoQdxYfTM2oOwqXUnULYl5RFl5lM0Za/view?usp=drive_link | https://xecro.com/content/datasheets/IPS/IND_3wire/IPS8-N2NO45-A2P.pdf
SENSOR | INDUCTIVE |  | IPS8N4NO45/M8 | Xecro | 8,SS | 4,NF | NPN NO |  | M8 |  | https://drive.google.com/file/d/1dnoQdxYfTM2oOwqXUnULYl5RFl5lM0Za/view?usp=drive_link | https://xecro.com/content/datasheets/IPS/IND_3wire/IPS8-N4NO45-A8.pdf
SENSOR | INDUCTIVE |  | IPS8N4PO45/M8 | Xecro | 8,SS | 4,NF | PNP NO |  | M8 |  | https://drive.google.com/file/d/1dnoQdxYfTM2oOwqXUnULYl5RFl5lM0Za/view?usp=drive_link | https://xecro.com/content/datasheets/IPS/IND_3wire/IPS8-N4PO45-A8.pdf
SENSOR | INDUCTIVE |  | IPS8N6PO45/M8 | Xecro | 8,SS | 6,NF | PNP NO |  | M8 |  | https://drive.google.com/file/d/1dnoQdxYfTM2oOwqXUnULYl5RFl5lM0Za/view?usp=drive_link | https://xecro.com/content/datasheets/IPS/IND_3wire/IPS8-N6PO45-A8.pdf
SENSOR | INDUCTIVE |  | IPS8-S1PC60-A8 | Xecro | 8,SS | 2,F | PNP NC |  | M8 |  | https://drive.google.com/file/d/1dnoQdxYfTM2oOwqXUnULYl5RFl5lM0Za/view?usp=drive_link | https://xecro.com/content/datasheets/IPS/IND_3wire/IPS8-S2PC60-A8.pdf
SENSOR | INDUCTIVE |  | IPS8-S2PO45-A8 | Xecro | 8,SS | 2,F | PNP NO |  | M8 |  | https://drive.google.com/file/d/1dnoQdxYfTM2oOwqXUnULYl5RFl5lM0Za/view?usp=drive_link | https://xecro.com/content/datasheets/IPS/IND_3wire/IPS8-S2PO45-A8.pdf
SENSOR | INDUCTIVE |  | IPSD3-S1PO26-A2U | Xecro | 3,SS | 1,F | PNP NO |  | PUR |  | https://drive.google.com/file/d/1E4oAc8w7jFIeI0AHkzFkIfK1jJAcwrH8/view?usp=drive_link | https://xecro.com/content/datasheets/IPS/IND_3wire-Miniature/IPSD3-S1PO26-A2U.pdf
SENSOR | INDUCTIVE |  | IPSD6N4NO45-A2P | Xecro | 6.5,SS | 4,NF | NPN NO |  | PVC |  | https://drive.google.com/file/d/1E4oAc8w7jFIeI0AHkzFkIfK1jJAcwrH8/view?usp=drive_link | https://xecro.com/content/datasheets/IPS/IND_3wire/IPSD6-N4NO45-A2P.pdf
SENSOR | INDUCTIVE |  | IPSD6N4PO45-A2P | Xecro | 6.5,SS | 4,NF | PNP NO |  | PVC |  | https://drive.google.com/file/d/1E4oAc8w7jFIeI0AHkzFkIfK1jJAcwrH8/view?usp=drive_link | https://xecro.com/content/datasheets/IPS/IND_3wire/IPSD6-N4PO45-A2P.pdf
SENSOR | INDUCTIVE |  | IPSD6N4PO45/M8 | Xecro | 6.5,SS | 4,NF | PNP NO |  | M8 |  | https://drive.google.com/file/d/1E4oAc8w7jFIeI0AHkzFkIfK1jJAcwrH8/view?usp=drive_link | https://xecro.com/content/datasheets/IPS/IND_3wire/IPSD6-N4PO45-A8.pdf
SENSOR | INDUCTIVE |  | IPSD6N6PO45/M8 | Xecro | 6.5,SS | 6,NF | PNP NO |  | M8 |  | https://drive.google.com/file/d/1E4oAc8w7jFIeI0AHkzFkIfK1jJAcwrH8/view?usp=drive_link | https://xecro.com/content/datasheets/IPS/IND_3wire/IPSD6-N6PO45-A8.pdf
SENSOR | INDUCTIVE |  | IPSD6S3NO30/A2P | Xecro | 6.5,SS | 3,SF | NPN NO |  | PVC |  | https://drive.google.com/file/d/1E4oAc8w7jFIeI0AHkzFkIfK1jJAcwrH8/view?usp=drive_link | https://xecro.com/content/datasheets/IPS/IND_3wire/IPSD6-S3NO30-A2P.pdf
SENSOR | INDUCTIVE |  | IPSD6S3PO45/M8 | Xecro | 6.5,SS | 3,SF | PNP NO |  | M8 |  | https://drive.google.com/file/d/1E4oAc8w7jFIeI0AHkzFkIfK1jJAcwrH8/view?usp=drive_link | https://xecro.com/content/datasheets/IPS/IND_3wire/IPSD6-S3PO45-A8.pdf
SENSOR | INDUCTIVE |  | IM05-0B8PS-ZWBS02 | Sick | 5 | 0.8,F | PNP NO | 10-30VDC | Cable,3 wire |  | https://drive.google.com/file/d/1-tP3TzwbW-0w-KmKS_oLoRss0S8qthGr/view?usp=drive_link
SENSOR | INDUCTIVE |  | IS104 | Infra |  |  | NO | 24-230VAC/DC | Cable |  | https://drive.google.com/file/d/1lVPadB0DvOGC-03GS7udi0_81hfsz0kC/view?usp=drive_link
SENSOR | INDUCTIVE |  | IS105 | Infra |  |  | NC | 24-230VAC/DC |  |  | https://drive.google.com/file/d/1rMGd2gLj9WAvIzO7gmaJ2a1wZTdon6n5/view?usp=drive_link
SENSOR | INDUCTIVE |  | IS-118-MM-4NO-8E0-M12 | Leuze | 18,Metal | 6.4 | PNP NO | 10-30VDC | Connector M18 |  | https://drive.google.com/file/d/1R63oKn7v1gALkaMsUpXa2F_JXeudZkIU/view?usp=drive_link | https://www.leuze.com/en-in/is-118-mm-4no-8e0-m12/50129981
SENSOR | INDUCTIVE |  | IS13 | Infra | [6 empty] | https://drive.google.com/file/d/1trfibq-kqkphaaaQqc0AMkaTAhSUsAS3/view?usp=drive_link
SENSOR | INDUCTIVE |  | IS15 | Infra | 30,NB | 10,F | NO/NC | 10-30VDC | Cable
SENSOR | INDUCTIVE |  | IS-15-D | Infra | 30,NB | 15,F | NO/NC | 10-30VDC | Cable
SENSOR | INDUCTIVE |  | IS37D | Infra | NB | 4,F | NPN NO/NC | 10-30VDC | Cable |  | https://drive.google.com/file/d/1P_BaeH4CaS9JAeRZdLL3clZhIYYlEtE8/view?usp=drive_link
SENSOR | INDUCTIVE |  | IS38D | Infra | NB | 4,F | PNP NO | 10-30VDC | Cable |  | https://drive.google.com/file/d/199ieIR9ji36DzyVKNxJGFqbMvSKGAsxA/view?usp=drive_link
SENSOR | INDUCTIVE |  | IS43D | Infra | NB | 8,F | NPN NO/NC | 10-30VDC | Cable |  | https://drive.google.com/file/d/1XvkJ4yBDJRyLlqLTMWHoTixDw-IMwO8L/view?usp=drive_link
SENSOR | INDUCTIVE |  | IS44D | Infra
SENSOR | INDUCTIVE |  | IS44L | Infra
SENSOR | INDUCTIVE |  | IS46D | Infra | NB | 8,F | NPN NO/NC | 10-30VDC | Cable |  | https://drive.google.com/file/d/1XvkJ4yBDJRyLlqLTMWHoTixDw-IMwO8L/view?usp=drive_link
SENSOR | INDUCTIVE |  | IS66D | Infra
SENSOR | INDUCTIVE |  | IS70 | Infra
SENSOR | INDUCTIVE |  | IS72DK | Infra
SENSOR | INDUCTIVE |  | ISHT44 | Infra
SENSOR | INDUCTIVE |  | ISI44SEX | Infra | SS | 5,F | PNP NO | 10-30VDC | Cable |  | https://drive.google.com/file/d/1XvkJ4yBDJRyLlqLTMWHoTixDw-IMwO8L/view?usp=drive_link
SENSOR | INDUCTIVE |  | ISI59SEX | Infra | [6 empty] | https://drive.google.com/file/d/1XvkJ4yBDJRyLlqLTMWHoTixDw-IMwO8L/view?usp=drive_link
SENSOR | INDUCTIVE |  | ISS-M81.5P-A1PN3 | Infra
SENSOR | INDUCTIVE |  | ISS-S6.51.5P-B1VS2 | Infra
SENSOR | INDUCTIVE |  | M50-NO-F30 | Indian
SENSOR | INDUCTIVE |  | ID18-3008PA | Indian | [6 empty] | https://drive.google.com/file/d/16rKN6051scTaKvN7TLXpvjsabN5QlEWf/view?usp=drive_link
SENSOR | INDUCTIVE |  | LR18XBN08DPO-E2 | Indian | [6 empty] | https://drive.google.com/file/d/1hBz5H6HzwNsSVTNOptOFsOgDb9hiE3AN/view?usp=drive_link
SENSOR | INDUCTIVE |  | NBB15-30GM50-UO | Pepperl+Fuchs | 30,NB | 15,F | NC |  | Cable,2 wire |  |  | https://files.pepperl-fuchs.com/webcat/navi/productInfo/pds/198089_eng.pdf?v=20240824023819
SENSOR | INDUCTIVE |  | NBB2 -12GM50-E2-V1 | Pepperl+Fuchs |  | 2,F | PNP NO | 10-30VDC | Cable,2 wire |  |  | https://files.pepperl-fuchs.com/webcat/navi/productInfo/pds/326161-0028_eng.pdf?v=20240824023819
SENSOR | INDUCTIVE |  | NEN40-30GM60-E2-V1 | Pepperl+Fuchs |  | 40,NF | PNP NO | 10-30VDC | M12 Plug |  |  | https://www.pepperl-fuchs.com/india/hi/classid_143.htm?view=productdetails&prodid=2459
SENSOR | INDUCTIVE |  | GX-18MU | Panasonic | [6 empty] | https://drive.google.com/file/d/12xdK34VzTkimCFpLnUa--tlc_s_I-nJE/view?usp=drive_link | https://na.industrial.panasonic.com/products/industrial-automation/industrial-sensors/lineup/inductive-proximity-sensors/series/71639/model/77123
SENSOR | INDUCTIVE |  | GX-F12A | Panasonic | [6 empty] | https://drive.google.com/file/d/1dcuepb13cZNl8dzkpThHE3r-ZcEW8M2g/view?usp=drive_link | https://www.farnell.com/datasheets/2244275.pdf?_gl=1*1uhhgcv*_gcl_aw*R0NMLjE3MjY4MzAyNTguQ2owS0NRand1clMzQmhDR0FSSXNBRGRVSDUycXEwekZfSlhETTI2R2daR0hCT3pkcnZoMm5uenZiOC1ydVJuZWdyWXVJdHpvNC13T1ItSWFBb1ZURUFMd193Y0I.*_gcl_au*MjAxMzMyNjk0NC4xNzIzMTg0OTgx
SENSOR | INDUCTIVE |  | GX-F15B-P-C5 | Panasonic | [6 empty] | https://drive.google.com/file/d/1gnCzmb6Asalh1h7UpInRuxZvBHhSoYCQ/view?usp=drive_link | https://www.mouser.in/datasheet/2/315/gx_f_h_e_cata-3195337.pdf
SENSOR | INDUCTIVE |  | GX-F8A-P | Panasonic | [6 empty] | https://drive.google.com/file/d/1QmVBvdr3FC1ZkUHdiT-8m1TjbJNNeeRS/view?usp=drive_link | https://www.mouser.in/datasheet/2/315/gx_f_h_e_cata-3195337.pdf
SENSOR | INDUCTIVE |  | GX-F8B-P | Panasonic | [6 empty] | https://drive.google.com/file/d/1DbGPvB1Tz8z6bjn1JKEXr0xvO6EOo9ju/view?usp=drive_link
SENSOR | INDUCTIVE |  | GX-H12B-P | Panasonic | [6 empty] | https://drive.google.com/file/d/19gezgu-HwDs0uxgGmkM7YdcLNjTKrhai/view?usp=drive_link | https://www.mouser.in/datasheet/2/315/gx_f_h_e_cata-3195337.pdf
SENSOR | INDUCTIVE |  | GX-H8A | Panasonic | [6 empty] | https://drive.google.com/file/d/1AfSV1RjwR1VGCTrgKoFxT3GuqvyY5UuJ/view?usp=drive_link
SENSOR | INDUCTIVE |  | GXL-15FLUB-C5 | Panasonic | [6 empty] | https://drive.google.com/file/d/1LXvqms_-zaUvwI5CL51YUNIEGCy2vSMu/view?usp=drive_link | https://na.industrial.panasonic.com/products/sensors/lineup/industrial-sensors/series/71576/model/75960
SENSOR | INDUCTIVE |  | GXL-15FU | Panasonic | [6 empty] | https://drive.google.com/file/d/1x6H4gN2YWwl_nMMDvx9tjF4bvvT0IVSB/view?usp=drive_link
SENSOR | INDUCTIVE |  | GXL-15FU-C5 | Panasonic | [6 empty] | https://drive.google.com/file/d/1LXvqms_-zaUvwI5CL51YUNIEGCy2vSMu/view?usp=drive_link | https://industry.panasonic.com/global/en/products/fasys/sensor/proximity/number/gxl-15fu-c5
SENSOR | INDUCTIVE |  | GXL-15FUB | Panasonic | [6 empty] | https://drive.google.com/file/d/1mBiNvoBXSREeyFp1InxPIKPhl8xaZC_1/view?usp=drive_link
SENSOR | INDUCTIVE |  | GXL-15FUB-C5 | Panasonic |  | 5 |  | 12-24VDC |  |  | https://drive.google.com/file/d/1LXvqms_-zaUvwI5CL51YUNIEGCy2vSMu/view?usp=drive_link | https://na.industrial.panasonic.com/products/sensors/lineup/industrial-sensors/series/71576/model/75960
SENSOR | INDUCTIVE |  | GXL-8HU | Panasonic
SENSOR | INDUCTIVE |  | Ni60-K90SR-FZ3X2 | Turck |  | 60,NF |  |  | 2 wire programmable |  | https://drive.google.com/file/d/1wGNjblBWhNV_b5YjMVz7_iALRMDrhyJb/view?usp=drive_link | https://www.turck.de/en/product/13429
SENSOR | INDUCTIVE |  | PD132 | Taiwan | [6 empty] | https://drive.google.com/file/d/1n9_W4MIEhcVoqRhN3eIFBwWqNwoVhJue/view?usp=drive_link
SENSOR | INDUCTIVE |  | PD232 | Taiwan | [6 empty] | https://drive.google.com/file/d/1qhO9qsQrMTQher2xJV8_xtzOwd0rgC28/view?usp=drive_link
SENSOR | INDUCTIVE |  | DA-4020PO | Taiwan
SENSOR | INDUCTIVE |  | TL-Q5MC1-2M | Omron | Plastic | 4,NF | NPN NO | 10-30VDC | Cable | Proximity | https://drive.google.com/file/d/1AmN9mCVN7WosRX0C7QoykaN28Antw2pT/view?usp=drive_link | https://www.ia.omron.com/product/item/1922/
SENSOR | INDUCTIVE |  | E2EC-CR8D1 2M | Omron | Plastic | 0.8,F | NO | 10-30VDC | Cable | Proximity | https://drive.google.com/file/d/11xxwpoxQXKAZHENBG324KIOrF76EG47q/view?usp=drive_link
SENSOR | INDUCTIVE |  | E2EY-X8C1-2M | Omron | 30,Brass Nickel | 8,F | NPN NO | 10-30VDC | Cable | Proximity | https://drive.google.com/file/d/1aMZsNSR7NvxnfV4OuPsIs0fQYjcCmQJX/view?usp=drive_link
SENSOR | INDUCTIVE |  | E2S-Q15 | Omron | Plastic | 1.6,NF | PNP | 10-30VDC | Cable | Proximity | https://drive.google.com/file/d/1YUhUhePsB00exwUMMxZA_tTf2yu-cITp/view?usp=drive_link
SENSOR | INDUCTIVE |  | XSP4006SK | Infra |  | 15,F | PNP NO+NC | 10-30VDC |  | Proximity
SENSOR | CAPACITIVE |  | CA12CLC08BPRT | Carlo gavazzi | 12,Plastic | 8,NF | NPN/PNP NO/NC |  | Cable | Proximity | https://drive.google.com/file/d/1JVKgbTsT_yRZut_-DI03s0LU-flCViqH/view?usp=drive_link | https://www.mouser.in/datasheet/2/1032/CA12CLC0-1804551.pdf
SENSOR | CAPACITIVE |  | CA18CAF08NAM1 | Carlo gavazzi | 18,Plastic | 0-8,F | NPN NO+NC | 10-40VDC | M12 | Proximity | https://drive.google.com/file/d/1ct78JBRBLVS5xxY8_dDbcKU69pudwJ-I/view?usp=drive_link | https://www.gavazziautomation.com/fileadmin/images/PIM/DATASHEET/ENG/CA18CAN12NAM1.pdf
SENSOR | CAPACITIVE |  | CA18CAN12PA | Carlo gavazzi | 18,Plastic | 0-12 | PNP NO+NC | 10-40VDC | Cable | Proximity | https://drive.google.com/file/d/1RCeqsbPSLJYqbvGlStGtKOPbjPH1MzPb/view?usp=drive_link | https://www.gavazziautomation.com/fileadmin/images/PIM/DATASHEET/ENG/CA18CAN12NAM1.pdf
SENSOR | CAPACITIVE |  | CA18CAN12PAM1 | Carlo gavazzi | 18,Plastic | 0-12,NF | PNP NO+NC | 10-40VDC | M12 Plug | Proximity | https://drive.google.com/file/d/1KmeCUrVtnethygbDVyG_1nkikPxXfxJR/view?usp=drive_link | https://www.gavazziautomation.com/fileadmin/images/PIM/DATASHEET/ENG/CA18CAN12NAM1.pdf
SENSOR | CAPACITIVE |  | CA30CAF16NAM1 | Carlo gavazzi | 18,Plastic | 0-12,NF | NPN NO+NC | 10-40VDC | M12 Plug | Proximity | https://drive.google.com/file/d/1maCkefUuy_79UT1CfcgaqP8mnWOUds15/view?usp=drive_link | https://www.gavazziautomation.com/fileadmin/images/PIM/DATASHEET/ENG/CA18CAN12NAM1.pdf
SENSOR | CAPACITIVE |  | CA30CAF16PA | Carlo gavazzi | 30,Plastic | 0-16,F | PNP NO+NC | 10-40VDC | Cable | Proximity | https://drive.google.com/file/d/1maCkefUuy_79UT1CfcgaqP8mnWOUds15/view?usp=drive_link | https://www.gavazziautomation.com/fileadmin/images/PIM/DATASHEET/ENG/CA30CAN25NAM1.pdf
SENSOR | CAPACITIVE |  | CA30CAF16PAM1 | Carlo gavazzi | 30,Plastic | 0-16,F | PNP NO+NC | 10-40VDC | M12 Plug | Proximity | https://drive.google.com/file/d/1maCkefUuy_79UT1CfcgaqP8mnWOUds15/view?usp=drive_link | https://www.gavazziautomation.com/fileadmin/images/PIM/DATASHEET/ENG/CA30CAN25NAM1.pdf
SENSOR | CAPACITIVE |  | CA30CAN25NA | Carlo gavazzi | 30,Plastic | 0-25,NF | PNP NO+NC | 10-40VDC | Cable | Proximity | https://drive.google.com/file/d/1maCkefUuy_79UT1CfcgaqP8mnWOUds15/view?usp=drive_link | https://www.gavazziautomation.com/fileadmin/images/PIM/DATASHEET/ENG/CA30CAN25NAM1.pdf
SENSOR | CAPACITIVE |  | CA30CAN25NAM1 | Carlo gavazzi | 30,Plastic | 0-25,NF | NPN NO+NC | 10-40VDC | M12 | Proximity | https://drive.google.com/file/d/1maCkefUuy_79UT1CfcgaqP8mnWOUds15/view?usp=drive_link | https://www.gavazziautomation.com/fileadmin/images/PIM/DATASHEET/ENG/CA30CAN25NAM1.pdf
SENSOR | CAPACITIVE |  | CA30CAN25PAM1 | Carlo gavazzi | 30,Plastic | 0-25,NF | PNP NO+NC | 10-40VDC | M12 Plug | Proximity | https://drive.google.com/file/d/1maCkefUuy_79UT1CfcgaqP8mnWOUds15/view?usp=drive_link | https://www.gavazziautomation.com/fileadmin/images/PIM/DATASHEET/ENG/CA30CAN25NAM1.pdf
SENSOR | CAPACITIVE |  | CA30CLL30BP | Carlo gavazzi | 30,Plastic | 0-30,F | 3 wire DC NO+NC | 10-40VDC | Cable | Proximity | https://drive.google.com/file/d/1maCkefUuy_79UT1CfcgaqP8mnWOUds15/view?usp=drive_link | https://www.gavazziautomation.com/fileadmin/images/PIM/DATASHEET/ENG/CA18CLL12BPM1.pdf
SENSOR | CAPACITIVE |  | CA30CLL30BPM1 | Carlo gavazzi | 30,Plastic | 0-30,F | 3 wire DC NO+NC | 10-40VDC | Plug | Proximity | https://drive.google.com/file/d/1maCkefUuy_79UT1CfcgaqP8mnWOUds15/view?usp=drive_link | https://www.gavazziautomation.com/fileadmin/images/PIM/DATASHEET/ENG/CA18CLL12BPM1.pdf
SENSOR | CAPACITIVE |  | CB18CLN12TCFT | Carlo gavazzi | 18,Plastic | 12,NF | 2 wire AC NO | 10-40VDC | Cable | Proximity | https://drive.google.com/file/d/1jm2TlCXQKedVVzACH-DL6CePwlmoOsM7/view?usp=drive_link | https://www.gavazzionline.com/pdf/CB18CLN12TOFT_eng.pdf
SENSOR | CAPACITIVE |  | EC3016NPAPL | Carlo gavazzi | 30,Plastic | 16,F | NPN NO/NC | 20-250VAC | Cable | Proximity | https://drive.google.com/file/d/1Bd1ZNoYYtQH-JMRLDkj_upM3hRPoT9rn/view?usp=drive_link | https://www.gavazzionline.com/pdf/EC3025NP.pdf
SENSOR | CAPACITIVE |  | EC3016NPASL-1 | Carlo gavazzi | 30,SS | 16,F | NPN NO/NC | 10-40VDC | Plug | Proximity | https://drive.google.com/file/d/1Bd1ZNoYYtQH-JMRLDkj_upM3hRPoT9rn/view?usp=drive_link | https://www.gavazzionline.com/pdf/EC3025PP.pdf
SENSOR | CAPACITIVE |  | EC3016PPAPL | Carlo gavazzi | 30,Plastic | 16,F | PNP NO/NC | 10-40VDC | Cable | Proximity | https://drive.google.com/file/d/1Bd1ZNoYYtQH-JMRLDkj_upM3hRPoT9rn/view?usp=drive_link | https://www.gavazzionline.com/pdf/EC3025NP.pdf
SENSOR | CAPACITIVE |  | EC3016PPAPL-1 | Carlo gavazzi | 30,Plastic | 16,F | PNP NO/NC | 10-40VDC | Plug | Proximity | https://drive.google.com/file/d/1Bd1ZNoYYtQH-JMRLDkj_upM3hRPoT9rn/view?usp=drive_link | https://www.gavazzionline.com/pdf/EC3025NP.pdf
SENSOR | CAPACITIVE |  | EC3016PPASL-1 | Carlo gavazzi | 30,SS | 16,F | PNP NO/NC | 10-40VDC | Plug | Proximity | https://drive.google.com/file/d/1Bd1ZNoYYtQH-JMRLDkj_upM3hRPoT9rn/view?usp=drive_link | https://www.gavazzionline.com/pdf/EC3025PP.pdf
SENSOR | CAPACITIVE |  | EC3025NPAPL | Carlo gavazzi | 30,Plastic | 25,NF | NPN NO/NC | 10-40VDC | Cable | Proximity | https://drive.google.com/file/d/1xKRlO2bulRnIt2-8C4o_aWI7yWJ17SLe/view?usp=drive_link | https://www.gavazzionline.com/pdf/EC3025NP.pdf
SENSOR | CAPACITIVE |  | EC3025PPAPL | Carlo gavazzi | 30,Plastic | 25,NF | PNP NO/NC | 10-40VDC | Cable | Proximity | https://drive.google.com/file/d/1xKRlO2bulRnIt2-8C4o_aWI7yWJ17SLe/view?usp=drive_link | https://www.gavazzionline.com/pdf/EC3025NP.pdf
SENSOR | CAPACITIVE |  | EC5525NPAP | Carlo gavazzi | 55,Plastic | 16/25,F/NF | NPN NO/NC | 10-40VDC | Cable | Proximity | https://drive.google.com/file/d/1taud4e_PrVOupi-PgkUuaBRpd0cfHQpz/view?usp=drive_link | https://www.gavazziautomation.com/fileadmin/images/PIM/DATASHEET/ENG/EC5525NP.pdf
SENSOR | CAPACITIVE |  | EC5525PPAP | Carlo gavazzi | 55,Plastic | 16/25,F/NF | PNP NO/NC | 10-40VDC | Cable | Proximity | https://drive.google.com/file/d/1taud4e_PrVOupi-PgkUuaBRpd0cfHQpz/view?usp=drive_link | https://www.gavazziautomation.com/fileadmin/images/PIM/DATASHEET/ENG/EC5525NP.pdf
SENSOR | CAPACITIVE |  | EC5525PPAP-1 | Carlo gavazzi | 55,Plastic | 16/25,F/NF | PNP NO/NC | 10-40VDC | Plug | Proximity | https://drive.google.com/file/d/1taud4e_PrVOupi-PgkUuaBRpd0cfHQpz/view?usp=drive_link | https://www.gavazziautomation.com/fileadmin/images/PIM/DATASHEET/ENG/EC5525NP.pdf
SENSOR | CAPACITIVE |  | ECH3010PPAT-1 | Carlo gavazzi | 30,Plastic | 4-15,NF | PNP NO/NC | 10-40VDC | Plug | Proximity | https://drive.google.com/file/d/1rAa6cqbrc4vs9dUNswJT5HXNwltudWzp/view?usp=drive_link | https://www.gavazziautomation.com/fileadmin/images/PIM/DATASHEET/ENG/ECH3010PPAT-1.pdf
SAFETY | SAFETY MODULE |  | NDS12BB24SA | Carlo gavazzi | Screw Detachable |  | 2 NO | 24VAC/DC |  |  | https://drive.google.com/file/d/1nUwgqMc0PSXEEypRpi4ZGI4pqZ8Lr5hZ/view?usp=drive_link | https://www.mouser.in/datasheet/2/1032/NDS12Beng-1844657.pdf
SENSOR | CAPACITIVE |  | VC12RN230 | Carlo gavazzi | 32,Plastic | 12,NF | Relay Change over contact |  | Cable | Proximity | https://drive.google.com/file/d/1BJDU7iQZySxKjp9fzBhxFlaYix4ej5Zn/view?usp=drive_link | https://www.gavazziautomation.com/fileadmin/images/PIM/DATASHEET/ENG/VC11RT12010M.pdf
SENSOR | CAPACITIVE |  | KG 5043 | IFM | 18,Plastic | 8,NF | PNP,NO | 10-36VDC | Cable | Proximity | https://drive.google.com/file/d/15gdwrMJjGgMSt9mENbBgd-1j7eiICw6b/view?usp=drive_link | https://www.ifm.com/in/en/product/KG5043
SENSOR | CAPACITIVE |  | K0130POC5 | Selet | 30,Plastic | F | PNP NO |  | Connector | Proximity | https://drive.google.com/file/d/18tbb3dVzAwNGFWT3GIPFJjCDHTEF0OM8/view?usp=drive_link | http://www.selet.it/uploads/cataloghi/aade8-k13.pdf
SENSOR | CAPACITIVE |  | K0130PSCC5 | Selet | 30,Plastic | 2-20,F | PNP SC |  | Connector | Proximity | https://drive.google.com/file/d/18tbb3dVzAwNGFWT3GIPFJjCDHTEF0OM8/view?usp=drive_link | http://www.selet.it/uploads/cataloghi/aade8-k13.pdf
SENSOR | CAPACITIVE |  | K1320PCC5 | Selet | 30,Plastic | 2-10,F | NPN NC | 10-30VDC | Connector | Proximity | https://drive.google.com/file/d/1KqIaghaHcroOKXWVn-QoVwI8quNHDtaH/view?usp=drive_link | http://www.selet.it/uploads/cataloghi/aade8-k13.pdf
SENSOR | CAPACITIVE |  | K1320POC5 | Selet | 30,Plastic | 3-30,F | PNP NO | 10-30VDC | Connector | Proximity | https://drive.google.com/file/d/1KqIaghaHcroOKXWVn-QoVwI8quNHDtaH/view?usp=drive_link | http://www.selet.it/uploads/cataloghi/aade8-k13.pdf
SENSOR | CAPACITIVE |  | K13G20NO | Selet | 30,Plastic | 3-30,F | NPN NO | 10-30VDC | Cable | Proximity | https://drive.google.com/file/d/1KqIaghaHcroOKXWVn-QoVwI8quNHDtaH/view?usp=drive_link | http://www.selet.it/uploads/cataloghi/aade8-k13.pdf
SENSOR | CAPACITIVE |  | K13G20PO | Selet | 30,Plastic | 2-10,F | PNP NO | 10-30VDC | Cable | Proximity | https://drive.google.com/file/d/1KqIaghaHcroOKXWVn-QoVwI8quNHDtaH/view?usp=drive_link | http://www.selet.it/uploads/cataloghi/49ca2-k14.pdf
SENSOR | CAPACITIVE |  | K14E30PSCC5 | Selet | 14,Plastic | 30,NF | PNP SC | 10-30VDC | M12 | Proximity | https://drive.google.com/file/d/1bQbMGxh5iNRfvkk01yLhbKM-7DqVbQii/view?usp=drive_link | http://www.selet.it/uploads/cataloghi/49ca2-k14.pdf
SENSOR | CAPACITIVE |  | K14EG32PSC | Selet | 14,Plastic | 32,NF | PNP SC | 10-30VDC | Cable | Proximity | https://drive.google.com/file/d/1bQbMGxh5iNRfvkk01yLhbKM-7DqVbQii/view?usp=drive_link | http://www.selet.it/uploads/cataloghi/aade8-k13.pdf
SENSOR | CAPACITIVE |  | K13G20PO-SP122 | Selet | 13,Plastic | 30,NF | PNP NO | 10-30VDC | Cable | Proximity | https://drive.google.com/file/d/1KqIaghaHcroOKXWVn-QoVwI8quNHDtaH/view?usp=drive_link | https://xecro.com/content/datasheets/CS/CAP_3wire-HighTemperature/CHT12-N8BPC60-A2T.pdf
SENSOR | CAPACITIVE |  | CHT12-N8BPC60-A2S | Xecro | 12,B | 8,NF | PNP NC | 10-30VDC | PTFE | Proximity | https://drive.google.com/file/d/12DZ21BFU80WSF6wFOBhp6I17I0davDcv/view?usp=drive_link | https://xecro.com/content/datasheets/CS/CAP_3wire/CS12-S4NO60-A2P.pdf
SENSOR | CAPACITIVE |  | CS12-S4NO60-A2P | Xecro | 12,B | 4,F | NPN NO | 10-30VDC | PVC | Proximity | https://drive.google.com/file/d/1a7ZCnRGLqwTck_1FVwe8fHt9e-YEAly1/view?usp=drive_link
SENSOR | CAPACITIVE |  | CA30CAN25PA | Carlo gavazzi | 30,Plastic | 25,NF | PNP,NO+NC | 10-40V | Cable | Proximity | https://drive.google.com/file/d/1TE1xMj_YL4GlWzf6BvNIn5ImvXHjHMvO/view?usp=drive_link | https://www.gavazziautomation.com/fileadmin/images/PIM/DATASHEET/ENG/CA30CAN25NAM1.pdf
SENSOR | CAPACITIVE |  | CP30-50C | Fotex | Nikel | 30 | NPN/PNP NO | 10-30VDC | Cable | Proximity | https://drive.google.com/file/d/1lJpYIt7KFA8EiJZi3eXNzD4loUWF0nFi/view?usp=drive_link | https://www.photosensor.com.tw/Proximity%20Sensor/CP30-50C.htm
SENSOR | PHOTOELECTRIC |  | OD31-B04PS-A2P | Xecro | Rectangular Plastic | 350 | PNP NO/NC |  | Cable | Diffuse Reflective (Background Supression)
SENSOR | INDUCTIVE |  | B02651POV6 | Selet | Cylinderical Metal | 3 | PNP/NPN NO/NC |  | Plug
SENSOR | PHOTOELECTRIC |  | FOP03PNSCV8 | Selet | Rectangular Plastic | 3 | PNP Programmable |  | Connector | Fork | https://drive.google.com/file/d/1AKGRAv5pzVVzUt3MTWhiI0R5J9RncO_t/view?usp=drive_link
SENSOR | PHOTOELECTRIC |  | OCV18DOPNORC5 | Selet | Cylinderical Plastic | 300 | PNP NO/NC |  | Connector | Diffuse | https://drive.google.com/file/d/1xN6-OkeiKtFsDXqfAAXPMb-DRqpempM1/view?usp=drive_link | http://www.selet.it/uploads/cataloghi/b189b-ocv18.pdf
SENSOR | PHOTOELECTRIC |  | OCV50/1500/4-20MAC5 | Selet | Rectangular,Plastic | 1500 | 4-20mA |  | Cable
SENSOR | PHOTOELECTRIC |  | OCV50T/CPNSC | Selet | Rectangular,Plastic | 2000 | PNP/NPN |  | Cable | Reflex
SENSOR | PHOTOELECTRIC |  | OCV81/600/0-10V | Selet | Cylinderical Metal | 600 | Analog 0-10VDC |  | Cable |  | https://drive.google.com/file/d/1o2PR_Fw4a9Q-LJaSj00ytohOYURF0q98/view?usp=drive_link | http://www.selet.it/uploads/manuali/44895-ocv81_600.pdf
SENSOR | PHOTOELECTRIC |  | OCV81/600/4-20mA | Selet | Cylinderical Metal | 600 | Analog 4-20mA |  | Cable |  | https://drive.google.com/file/d/1o2PR_Fw4a9Q-LJaSj00ytohOYURF0q98/view?usp=drive_link | http://www.selet.it/uploads/manuali/44895-ocv81_600.pdf
SENSOR | PHOTOELECTRIC |  | OCV81/CPNORMC5 | Selet | Cylinderical Metal | 3000 | PNP NO |  | Connector | Reflex | https://drive.google.com/file/d/1dRvISftRSE9lw2i2oyVP1Q6o4ls5gFT4/view?usp=drive_link
SENSOR | PHOTOELECTRIC |  | OCV84/CPSC | Selet | Cylinderical Plastic | 2000 | PNP NO/NC |  | Cable | Reflex | https://drive.google.com/file/d/1lua8i86Fg-KQ9gfEI1TqhN5g44knVNln/view?usp=drive_link | http://www.selet.it/uploads/cataloghi/b211b-ocv84.pdf
SENSOR | PHOTOELECTRIC |  | E01804NPAS | Carlo gavazzi | Cylinderical Metal | 400 | NPN NO+NC |  | Cable | Diffuse | https://drive.google.com/file/d/1r-BfvZIe92YYgHoytFtJkDRo2lncbgEP/view?usp=drive_link | https://www.gavazziautomation.com/fileadmin/images/PIM/DATASHEET/ENG/EO1804NPAS-1.pdf
SENSOR | PHOTOELECTRIC |  | E01804PPAS | Carlo gavazzi | Cylinderical Metal | 400 | PNP NO+NC |  | Cable | Diffuse | https://drive.google.com/file/d/17GxGiBl02eXkfxJtI9-0Ufbt3JqcsvZQ/view?usp=drive_link | https://www.gavazziautomation.com/fileadmin/images/PIM/DATASHEET/ENG/EO1804NPAS-1.pdf
SENSOR | PHOTOELECTRIC |  | ED5502PPAP-1 | Carlo gavazzi | Rectanglular Plastic | 200 | PNP NO+NC | 10-30VDC | Plug M12 | Diffuse | https://drive.google.com/file/d/1ddXgB6LkqYM1AuCttyj539MzX4UUjiKR/view?usp=drive_link | https://carlogavazzisales.com/pdfs/sensorsprod/ED5506NP.pdf
SENSOR | PHOTOELECTRIC |  | ED5506PPAP-1 | Carlo gavazzi | Rectanglular Plastic | 600 | PNP NO+NC | 10-30VDC | Plug M12 | Diffuse | https://drive.google.com/file/d/1lKrCxBsVkP5UCDgNoTWcQ15VKAK3Ac3t/view?usp=drive_link | https://carlogavazzisales.com/pdfs/sensorsprod/ED5506NP.pdf
SENSOR | PHOTOELECTRIC |  | EO1804PPAS-1 | Carlo gavazzi | Cylinderical Metal | 400 | PNP NO+NC | 10-40VDC | Plug M12 | Diffuse | https://drive.google.com/file/d/1DTSVjmlQ8adSU2bKcBDtJk_m1ETcQA6q/view?usp=drive_link | https://www.gavazziautomation.com/fileadmin/images/PIM/DATASHEET/ENG/EO1804NPAS-1.pdf
SENSOR | PHOTOELECTRIC |  | EP1820PPAS | Carlo gavazzi | Cylinderical Metal | 2000 | PNP NO+NC | 10-40VDC | Cable | Polorised | https://drive.google.com/file/d/1lx8k3q81TArMY5TqtM5XLVDGKvjSleEL/view?usp=drive_link | https://www.gavazziautomation.com/fileadmin/images/PIM/DATASHEET/ENG/EP1820NPAS-1.pdf
SENSOR | PHOTOELECTRIC |  | EP1820PPAS-1 | Carlo gavazzi | Cylinderical Metal | 2000 | PNP NO+NC | 10-40VDC | Plug M12 | Polorised | https://drive.google.com/file/d/199J4M9wIiq5QbhvZOelNyFl2DGdtlpEp/view?usp=drive_link | https://www.gavazziautomation.com/fileadmin/images/PIM/DATASHEET/ENG/EP1820NPAS-1.pdf
SENSOR | PHOTOELECTRIC |  | ER1830NPAS-1 | Carlo gavazzi | Cylinderical Metal | 3000 | NPN NO+NC | 10-40VDC | Plug M12 | Retro reflective | https://drive.google.com/file/d/1Mi3WcdMP30jvwWlk2Zkcu8yVEJnqyzku/view?usp=drive_link | https://www.gavazziautomation.com/fileadmin/images/PIM/DATASHEET/ENG/ER1830NPAS-1.pdf
SENSOR | PHOTOELECTRIC |  | ER1830PPAS-1 | Carlo gavazzi | Cylinderical Metal | 3000 | PNP NO+NC | 10-40VDC | Plug M12 | Retro reflective | https://drive.google.com/file/d/1Mi3WcdMP30jvwWlk2Zkcu8yVEJnqyzku/view?usp=drive_link | https://www.gavazziautomation.com/fileadmin/images/PIM/DATASHEET/ENG/ER1830NPAS-1.pdf
SENSOR | PHOTOELECTRIC |  | F85RNP-J | Takex | Rectanglular Amplifier(Polycarbonate) |  | PNP/NPN Open Collector |  | Connector M8 | Fiber Optic Amplifier | https://drive.google.com/file/d/1CUOiIhK4UUE85xHGgoD30QPM3_dJLpYQ/view?usp=drive_link | https://www.takex-elec.co.jp/en/product/type/specification/model/2403
SENSOR | PHOTOELECTRIC |  | FR8EBC | Takex | Cylinderical Cable | 380 |  |  |  | Fiber Optic Cable(Reflective) | https://drive.google.com/file/d/1wEIYhxnQLVHN8Jhhsvq6gTzSBt4M2QIE/view?usp=drive_link | https://www.takex-elec.co.jp/en/product/category/12/series/77#document_type_2
SENSOR | PHOTOELECTRIC |  | GN-T7CPN | Takex | Rectangular Plastic | 7000 | PNP NO+NC |  | Cable | Thru Beam | https://drive.google.com/file/d/1GVLF9a9JkOk1bYYXXGVNCDj2L8BkCg5E/view?usp=drive_link | https://takex.com/storage/series_download/gn.pdf
SENSOR | PHOTOELECTRIC |  | LD30CNBI10BPA2IO | Carlo gavazzi | Rectangular Plastic | 1000 | PNP/NPN Programmable | 10-30VDC | Cable | Time of Flight | https://drive.google.com/file/d/1gohJn_DF2E1rZXgJqcAQZxtxwXMmP109/view?usp=drive_link | https://www.gavazziautomation.com/fileadmin/images/PIM/DATASHEET/ENG/LD30CNBI10BPxxIO.pdf
SENSOR | PHOTOELECTRIC |  | LD30CNBI10BPM5IO | Carlo gavazzi | Rectangular Plastic | 1000 | PNP/NPN Programmable | 10-30VDC | Plug | Time of Flight(Diffuse Reflective) | https://drive.google.com/file/d/1YHElCw8eIPy_RAZWFYQf82Ad7FQI85rd/view?usp=drive_link | https://www.gavazziautomation.com/en-global/product/LD30CNBI10BPM5IO
SENSOR | PHOTOELECTRIC |  | LD30EPBR60BPM5IO | Carlo gavazzi | Rectangular Plastic | 600 | PNP/NPN Programmable | 10-30VDC | Plug | Time of Flight | https://drive.google.com/file/d/1YHElCw8eIPy_RAZWFYQf82Ad7FQI85rd/view?usp=drive_link | https://www.gavazziautomation.com/fileadmin/images/PIM/DATASHEET/ENG/LD30CNBI10BPxxIO.pdf
SENSOR | PHOTOELECTRIC |  | MOFR | Carlo gavazzi | Cylinderical,Smooth Plastic |  | Receiver | 8VDC | PVC Cable | Thru -beam | https://drive.google.com/file/d/1dsWmbXWfs9JLVblvq3MqW5WNVL3Usmax/view?usp=drive_link | https://www.gavazziautomation.com/fileadmin/images/PIM/DATASHEET/ENG/MOFT20-M12-2.pdf
SENSOR | PHOTOELECTRIC |  | MOFT 20 | Carlo gavazzi | Cylinderical,Smooth Plastic | 20000 | Emitter | 8VDC | PVC Cable | Thru -beam | https://drive.google.com/file/d/1g_ruO1YWzipKfy9qvETFAM02UFumkyXB/view?usp=drive_link | https://www.gavazziautomation.com/fileadmin/images/PIM/DATASHEET/ENG/MOFT20-M12-2.pdf
SENSOR | PHOTOELECTRIC |  | MPF1-912RS | Carlo gavazzi | Rectangular Plastic | 15000 | Relay contact | 12-24VDC/AC | Cable | Thru -beam | https://drive.google.com/file/d/1Js1h--bwzIWkVDdnW3olKFitB9JmQjPy/view?usp=drive_link | https://www.gavazziautomation.com/fileadmin/images/PIM/DATASHEET/ENG/MPFRS.pdf
SENSOR | PHOTOELECTRIC |  | MPF1-912RSA | Carlo gavazzi | Rectangular PC | 15 | Relay contact | 12-24VDC/AC | Screw Terminals | Thru -beam | https://drive.google.com/file/d/14SNhb_l7YQvi1UZWcxYvCWxsk2hd690C/view?usp=drive_link | https://www.gavazziautomation.com/fileadmin/images/PIM/DATASHEET/ENG/MPFRS.pdf
SENSOR | PHOTOELECTRIC |  | MPF3-912RSA | Carlo gavazzi | Rectangular PC | 15 | Relay contact | 12-24VDC/AC |  | Thru -Beam | https://drive.google.com/file/d/1aS-kzEXMEI8E5OqNFVSY7is9LgXnE2qJ/view?usp=drive_link | https://www.gavazziautomation.com/fileadmin/images/PIM/DATASHEET/ENG/MPFRS.pdf
SENSOR | PHOTOELECTRIC |  | MPFR-4 | Carlo gavazzi | Special Construction Plastic | 15000 |  | 12-24VDC/AC | Cable | Thru -beam Receiver | https://drive.google.com/file/d/1txcHJ0XEvwQQ9U0qLAAmdyAgNidZfzMI/view?usp=drive_link | https://www.gavazziautomation.com/fileadmin/images/PIM/DATASHEET/ENG/MPFRSL.pdf
SENSOR | PHOTOELECTRIC |  | MPFT15-4 | Carlo gavazzi | Cylinderical,Smoth Plastic | 15000 |  | 12-24VDC/AC | Cable | Thru -beam Transmitter | https://drive.google.com/file/d/1txcHJ0XEvwQQ9U0qLAAmdyAgNidZfzMI/view?usp=drive_link | https://www.gavazziautomation.com/fileadmin/images/PIM/DATASHEET/ENG/MPFRSL.pdf
SENSOR | PHOTOELECTRIC |  | PA12BNT20 | Carlo gavazzi | Cylinderical,Smoth Metal | 20000 |  | 10-30VDC | Cable | Thru -beam Emitter | https://drive.google.com/file/d/1zplfwccv8c2Mmq09vyxsJ5RWmccCKdHp/view?usp=drive_link | https://www.gavazziautomation.com/en-global/product/PA12BNT20
SENSOR | PHOTOELECTRIC |  | PA12BNT20PO | Carlo gavazzi | Cylinderical,Threaded Metal | 20000 | PNP NO | 10-30VDC | Cable | Thru -beam Receiver | https://drive.google.com/file/d/1zplfwccv8c2Mmq09vyxsJ5RWmccCKdHp/view?usp=drive_link | https://www.gavazziautomation.com/fileadmin/images/PIM/DATASHEET/ENG/PA12BNT20NO-C2.pdf
SENSOR | PHOTOELECTRIC |  | PA15IPPA | Carlo gavazzi | Rectangular Metal | 60-150 | PNP |  | Cable | Diffuse Reflective | https://drive.google.com/file/d/14wZRyTPaOlWz0VbvkuXz8AzEoXLce2B5/view?usp=drive_link
SENSOR | PHOTOELECTRIC |  | PA18ALD04TOM6SA | Carlo gavazzi | Cyinderical,Threaded Metal | 400 | Two-wire NO | 20-250VAC | Connector | Diffuse Reflective | https://drive.google.com/file/d/1kGGpewngWKaQQneLAvFhjp3ntcr8y30e/view?usp=drive_link | https://www.gavazziautomation.com/fileadmin/images/PIM/DATASHEET/ENG/PA18ALD04TOM6SA.pdf
SENSOR | PHOTOELECTRIC |  | PA18CAB20NASA | Carlo gavazzi | Cyinderical,Threaded Plastic | 200 | NPN NO+NC | 10-30VDC | Cable | Diffuse Reflective | https://drive.google.com/file/d/19U7IlGi1HKOV0kIoqn67SR23jDM9aYrY/view?usp=drive_link | https://www.gavazziautomation.com/en-global/product/PA18CAB20NASA
SENSOR | PHOTOELECTRIC |  | PA18CAD04NAWS-5M | Carlo gavazzi | Cylinderical,Threaded Plastic | 400 | NPN NO+NC | 10-30VDC | Plug M5 | Diffuse Reflective | https://drive.google.com/file/d/14MetlxJl8HpHsyqoC_sjesNNn6fYbo9t/view?usp=drive_link | https://www.gavazziautomation.com/fileadmin/images/PIM/DATASHEET/ENG/PA18CAD04PAM1WS.pdf
SENSOR | PHOTOELECTRIC |  | PA18CAD04PAM1WS | Carlo gavazzi | Cylinderical,Threaded Plastic | 400 | PNP NO+NC | 10-30VDC | Connector | Diffuse Reflective | https://drive.google.com/file/d/14MetlxJl8HpHsyqoC_sjesNNn6fYbo9t/view?usp=drive_link | https://www.gavazziautomation.com/fileadmin/images/PIM/DATASHEET/ENG/PA18CAD04PAM1WS.pdf
SENSOR | PHOTOELECTRIC |  | PA18CAD04PAWS | Carlo gavazzi | Cylinderical,Threaded Plastic | 400 | PNP NO+NC | 10-30VDC | Cable | Diffuse Reflective | https://drive.google.com/file/d/14MetlxJl8HpHsyqoC_sjesNNn6fYbo9t/view?usp=drive_link | https://www.gavazziautomation.com/fileadmin/images/PIM/DATASHEET/ENG/PA18CAD04PAM1WS.pdf
SENSOR | PHOTOELECTRIC |  | PA18CAD04PAWS-5M | Carlo gavazzi | Cylinderical,Threaded Plastic | 400 | PNP NO+NC | 10-30VDC | Plug | Diffuse Reflective | https://drive.google.com/file/d/14MetlxJl8HpHsyqoC_sjesNNn6fYbo9t/view?usp=drive_link
SENSOR | PHOTOELECTRIC |  | PA18CAD10PAM1SA | Carlo gavazzi | Cylinderical,Threaded Plastic | 1000 | PNP NO+NC | 10-30VDC | Connector | Diffuse Reflective | https://drive.google.com/file/d/14MetlxJl8HpHsyqoC_sjesNNn6fYbo9t/view?usp=drive_link | https://www.gavazziautomation.com/fileadmin/images/PIM/DATASHEET/ENG/PA18CAD10PAM1SA.pdf
SENSOR | PHOTOELECTRIC |  | PA18CAD10PASA | Carlo gavazzi | Cylinderical,Threaded Plastic | 1000 | PNP NO+NC | 10-30VDC | Cable | Diffuse Reflective | https://drive.google.com/file/d/19U7IlGi1HKOV0kIoqn67SR23jDM9aYrY/view?usp=drive_link | https://www.gavazziautomation.com/fileadmin/images/PIM/DATASHEET/ENG/PA18CAD10PAM1SA.pdf
SENSOR | PHOTOELECTRIC |  | PA18CAP50PASA | Carlo gavazzi | Cylinderical,Threaded Plastic | 5000 | PNP NO+NC | 10-30VDC | Cable | Polarized Retro-reflective | https://drive.google.com/file/d/19U7IlGi1HKOV0kIoqn67SR23jDM9aYrY/view?usp=drive_link | https://www.gavazziautomation.com/fileadmin/images/PIM/DATASHEET/ENG/PA18CAP50PAM1SA.pdf
SENSOR | PHOTOELECTRIC |  | PA18CAR65PASA | Carlo gavazzi | Cylinderical,Threaded Plastic | 6500 | PNP NO+NC | 10-30VDC | Cable | Rectro-reflective | https://drive.google.com/file/d/1HcQZyImjapNtXTwg-w5FrR-OjXBvU9Kh/view?usp=drive_link | https://www.gavazziautomation.com/fileadmin/images/PIM/DATASHEET/ENG/PA18CAR65PAM1SA.pdf
SENSOR | PHOTOELECTRIC |  | PA18CAT20M1 | Carlo gavazzi | Cylinderical,Threaded Plastic | 2000 | NPN | 10-30VDC | Connector | Thru -Beam Receiver | https://drive.google.com/file/d/1QP5FElrS-IEGbxmU7dyP9CRpIL8cjmfh/view?usp=drive_link | https://www.gavazziautomation.com/fileadmin/images/PIM/DATASHEET/ENG/PA18CAT20PAM1SA.pdf
SENSOR | PHOTOELECTRIC |  | PA18CAT20NAM1SA | Carlo gavazzi | Cylinderical,Threaded Plastic | 20000 | NPN NO+NC | 10-30VDC | Connector | Thru -Beam Receiver | https://drive.google.com/file/d/1QP5FElrS-IEGbxmU7dyP9CRpIL8cjmfh/view?usp=drive_link | https://www.gavazziautomation.com/fileadmin/images/PIM/DATASHEET/ENG/PA18CAT20PAM1SA.pdf
SENSOR | PHOTOELECTRIC |  | PA18CAT20PAM1SA | Carlo gavazzi | Cylinderical,Threaded Plastic | 20000 | PNP NO+NC | 10-30VDC | Connector | Thru -Beam Receiver | https://drive.google.com/file/d/1QP5FElrS-IEGbxmU7dyP9CRpIL8cjmfh/view?usp=drive_link | https://www.gavazziautomation.com/fileadmin/images/PIM/DATASHEET/ENG/PA18CAT20PAM1SA.pdf
SENSOR | PHOTOELECTRIC |  | PA18CLD04TCSA | Carlo gavazzi | Cylinderical,Threaded Plastic | 400 | Two-wire NO+NC | 10-30VDC | Cable | Diffuse Reflective | https://drive.google.com/file/d/1lT1ZnL12_SlpUCSbZgfRgl_XAWaujKj-/view?usp=drive_link | https://www.gavazziautomation.com/fileadmin/images/PIM/DATASHEET/ENG/PA18CLD04TCM6SA.pdf
SENSOR | PHOTOELECTRIC |  | PA18CLD04TOM6SA | Carlo gavazzi | Cylinderical,Threaded Plastic | 400 | Two-wire NO | 10-30VDC | Connector | Diffuse Reflective | https://drive.google.com/file/d/1lT1ZnL12_SlpUCSbZgfRgl_XAWaujKj-/view?usp=drive_link | https://www.gavazziautomation.com/fileadmin/images/PIM/DATASHEET/ENG/PA18CLD04TCM6SA.pdf
SENSOR | PHOTOELECTRIC |  | PA18CLD04TOSA | Carlo gavazzi | Cylinderical,Threaded Plastic | 400 | Two-wire NO | 10-30VDC | Cable | Diffuse Reflective | https://drive.google.com/file/d/1lT1ZnL12_SlpUCSbZgfRgl_XAWaujKj-/view?usp=drive_link | https://www.gavazziautomation.com/fileadmin/images/PIM/DATASHEET/ENG/PA18CLD04TCM6SA.pdf
SENSOR | PHOTOELECTRIC |  | PA18CLP20TC | Carlo gavazzi | Cylinderical,Threaded Plastic | 2000 | Two-wire NC | 20-250VAC | Cable | Polarized Retro-reflective | https://drive.google.com/file/d/1lT1ZnL12_SlpUCSbZgfRgl_XAWaujKj-/view?usp=drive_link | https://www.gavazziautomation.com/fileadmin/images/PIM/DATASHEET/ENG/PA18CLP20TOM6.pdf
SENSOR | PHOTOELECTRIC |  | PA18CLR30TC | Carlo gavazzi | Cylinderical,Threaded Plastic | 3000 | Two-wire NC | 20-250VAC | Cable | Rectro-reflective | https://drive.google.com/file/d/1lT1ZnL12_SlpUCSbZgfRgl_XAWaujKj-/view?usp=drive_link | https://www.gavazziautomation.com/fileadmin/images/PIM/DATASHEET/ENG/PA18CLR30TOM6.pdf
SENSOR | PHOTOELECTRIC |  | PA18CLR30TO | Carlo gavazzi | Cylinderical,Threaded Plastic | 3000 | Two-wire NO | 20-250VAC | Cable | Rectro-reflective | https://drive.google.com/file/d/1lT1ZnL12_SlpUCSbZgfRgl_XAWaujKj-/view?usp=drive_link | https://www.gavazziautomation.com/fileadmin/images/PIM/DATASHEET/ENG/PA18CLR30TOM6.pdf
SENSOR | PHOTOELECTRIC |  | PA18CRP40PAM1SA | Carlo gavazzi | Cylinderical,Threaded Plastic | 4000 | PNP NO+NC | 10-30VDC | Connector | Polarized Retro-reflective | https://drive.google.com/file/d/1Rd6Jc_9cnGh3Qa8oYdlpHSA7kOyy-c6I/view?usp=drive_link | https://www.gavazziautomation.com/en-global/product/PA18CRP40PAM1SA
SENSOR | PHOTOELECTRIC |  | PA18CSD01PA | Carlo gavazzi | Cylinderical,Threaded Plastic | 100 | PNP NO+NC | 10-40VDC | Cable | Diffuse Reflective | https://drive.google.com/file/d/1CnXcPBz3csvidotKT9Nzyn13Ee5WN_gP/view?usp=drive_link | https://prdsccdnstorage.blob.core.windows.net/techdatasheets/PA18CSD01PA-135010-datasheet.pdf?sv=2019-02-02&ss=b&srt=sco&sp=rwdlac&se=2050-02-24T14:36:22Z&st=2020-02-24T06:36:22Z&spr=https&sig=ZYSSzNvPIpdF2duj%2B0Q%2Fxscgj9MvyEATcIdm%2Bn6Urmc%3D
SENSOR | PHOTOELECTRIC |  | PA18CSD04NASA | Carlo gavazzi | Cylinderical,Threaded Plastic | 400 | NPN NO+NC | 10-40VDC | Cable | Diffuse Reflective | https://drive.google.com/file/d/1CnXcPBz3csvidotKT9Nzyn13Ee5WN_gP/view?usp=drive_link | https://carlogavazzisales.com/pdfs/sensorsprod/PA18CSD.pdf
SENSOR | PHOTOELECTRIC |  | PA18CSD04PASA-5M | Carlo gavazzi | Cylinderical,Threaded Plastic | 400 | PNP NO+NC |  | Plug | Diffuse Reflective | https://drive.google.com/file/d/1CnXcPBz3csvidotKT9Nzyn13Ee5WN_gP/view?usp=drive_link
SENSOR | PHOTOELECTRIC |  | PA18CSP20NA | Carlo gavazzi | Cylinderical,Threaded Plastic | 2000 | NPN NO+NC | 10-40VDC | Cable | Rectro-reflective | https://drive.google.com/file/d/1CnXcPBz3csvidotKT9Nzyn13Ee5WN_gP/view?usp=drive_link | https://carlogavazzisales.com/pdfs/sensorsprod/PA18CSP.pdf
SENSOR | PHOTOELECTRIC |  | PA18CSP20PAM1 | Carlo gavazzi | Cylinderical,Threaded Plastic | 2000 | PNP NO+NC | 10-40VDC | Plug | Rectro-reflective | https://drive.google.com/file/d/1CnXcPBz3csvidotKT9Nzyn13Ee5WN_gP/view?usp=drive_link | https://carlogavazzisales.com/pdfs/sensorsprod/PA18CSP.pdf
SENSOR | PHOTOELECTRIC |  | PA18CSR30NA | Carlo gavazzi | Cylinderical,Threaded Plastic | 3000 | NPN NO+NC | 10-40VDC | Cable | Rectro-reflective | https://drive.google.com/file/d/1CnXcPBz3csvidotKT9Nzyn13Ee5WN_gP/view?usp=drive_link | https://carlogavazzisales.com/pdfs/sensorsprod/PA18CSR.pdf
SENSOR | PHOTOELECTRIC |  | PB10CNT15 | Carlo gavazzi | Cylinderical PC | 15000 |  | 10-30VDC |  | Thru Beam Emitter | https://drive.google.com/file/d/1Mwwpc6-Va4y4Ieb4to3K4ekWlM3rfqGM/view?usp=drive_link | https://www.svaltera.ua/upload/manuals/carlo%20gavazzi/Photo/PB10CNT15NO_eng.pdf
SENSOR | PHOTOELECTRIC |  | PB10CNT15PO | Carlo gavazzi | Cylinderical PC | 15000 | PNP/NPN NO+NC | 10-30VDC | Cable | Thru Beam Receiver | https://drive.google.com/file/d/1Mwwpc6-Va4y4Ieb4to3K4ekWlM3rfqGM/view?usp=drive_link | https://www.svaltera.ua/upload/manuals/carlo%20gavazzi/Photo/PB10CNT15NO_eng.pdf
SENSOR | PHOTOELECTRIC |  | PC50CDN10RP | Carlo gavazzi | Rectangular Plastic | 2000-10-01 | Relay Change over | 12-240VDC | Cable | Diffuse Reflective | https://drive.google.com/file/d/1PA8dUKPFLPH9BzzZXpwh5xvZ0gD6NfOv/view?usp=drive_link | https://www.gavazziautomation.com/fileadmin/images/PIM/DATASHEET/ENG/PC50CND20RP%20en.pdf
SENSOR | PHOTOELECTRIC |  | PC50CND10BAM1 | Carlo gavazzi | Rectangular Plastic | 10-1000 | PNP/NPN NO+NC | 10-30VDC | Connector | Diffuse Reflective | https://drive.google.com/file/d/1PA8dUKPFLPH9BzzZXpwh5xvZ0gD6NfOv/view?usp=drive_link | https://www.gavazziautomation.com/fileadmin/images/PIM/DATASHEET/ENG/PC50CND10BAM1_eng.pdf
SENSOR | PHOTOELECTRIC |  | PC50CND10RP | Carlo gavazzi | Rectangular Plastic | 10-1000 | Relay Contact Change over | 12-240VDC | Cable | Diffuse Reflective | https://drive.google.com/file/d/1PA8dUKPFLPH9BzzZXpwh5xvZ0gD6NfOv/view?usp=drive_link | https://www.gavazzionline.com/pdf/PC50CNDR.pdf
SENSOR | PHOTOELECTRIC |  | PC50CND20BA | Carlo gavazzi | Rectangular Plastic | 20-2000 | PNP/NPN NO+NC | 10-30VDC | Cable | Diffuse Reflective | https://drive.google.com/file/d/1PA8dUKPFLPH9BzzZXpwh5xvZ0gD6NfOv/view?usp=drive_link | https://www.gavazziautomation.com/fileadmin/images/PIM/DATASHEET/ENG/PC50CND20BAM1.pdf
SENSOR | PHOTOELECTRIC |  | PC50CND20RP | Carlo gavazzi | Rectangular Plastic | 2000 | PNP/NPN NO+NC | 12-240VDC | Cable | Diffuse Reflective | https://drive.google.com/file/d/1PA8dUKPFLPH9BzzZXpwh5xvZ0gD6NfOv/view?usp=drive_link | https://www.gavazziautomation.com/fileadmin/images/PIM/DATASHEET/ENG/PC50CND20RP%20en.pdf
SENSOR | PHOTOELECTRIC |  | PC50CNP06BAM1 | Carlo gavazzi | Rectangular Plastic | 6000 | PNP/NPN NO+NC | 10-30VDC | Connector | Polarized Retro-reflective | https://drive.google.com/file/d/1PA8dUKPFLPH9BzzZXpwh5xvZ0gD6NfOv/view?usp=drive_link | https://www.gavazziautomation.com/fileadmin/images/PIM/DATASHEET/ENG/PC50CNP06BAM1.pdf
SENSOR | PHOTOELECTRIC |  | PC50CNR10BAM1 | Carlo gavazzi | Rectangular Plastic | 10000 | PNP/NPN NO+NC | 10-30VDC | Connector | Rectro-reflective | https://drive.google.com/file/d/1PA8dUKPFLPH9BzzZXpwh5xvZ0gD6NfOv/view?usp=drive_link | https://www.gavazziautomation.com/fileadmin/images/PIM/DATASHEET/ENG/PC50CNR10BAM1.pdf
SENSOR | PHOTOELECTRIC |  | PC50CNR10RP | Carlo gavazzi | Rectangular Plastic | 10000 | Relay Contact Change over | 12-240VDC | Cable | Rectro-reflective | https://drive.google.com/file/d/1PA8dUKPFLPH9BzzZXpwh5xvZ0gD6NfOv/view?usp=drive_link | https://www.gavazziautomation.com/fileadmin/images/PIM/DATASHEET/ENG/PC50CNR10RP.pdf
SENSOR | PHOTOELECTRIC |  | PC50CNT20B | Carlo gavazzi | Rectangular Plastic | 20000 | NPN/PNP Change over | 10-30VDC | Cable | Thru -beam Emitter | https://drive.google.com/file/d/1PA8dUKPFLPH9BzzZXpwh5xvZ0gD6NfOv/view?usp=drive_link | https://www.gavazziautomation.com/fileadmin/images/PIM/DATASHEET/ENG/PC50CNT20B.pdf
SENSOR | PHOTOELECTRIC |  | PC50CNT20BA | Carlo gavazzi | Rectangular Plastic | 20000 | NPN/PNP Change over | 10-30VDC | Cable | Thru -beam Receiver | https://drive.google.com/file/d/1PA8dUKPFLPH9BzzZXpwh5xvZ0gD6NfOv/view?usp=drive_link | https://www.gavazziautomation.com/fileadmin/images/PIM/DATASHEET/ENG/PC50CNT20B.pdf
SENSOR | PHOTOELECTRIC |  | PC50CNT20BAM1 | Carlo gavazzi | Rectangular Plastic | 20000 | NPN/PNP Change over | 10-30VDC | Connector | Thru -beam Receiver | https://drive.google.com/file/d/1PA8dUKPFLPH9BzzZXpwh5xvZ0gD6NfOv/view?usp=drive_link | https://www.gavazziautomation.com/fileadmin/images/PIM/DATASHEET/ENG/PC50CNT20B.pdf
SENSOR | PHOTOELECTRIC |  | PC50CNT20BM1 | Carlo gavazzi | Rectangular Plastic | 20000 | NPN/PNP Change over | 10-30VDC | Connector | Thru -beam Emitter | https://drive.google.com/file/d/1PA8dUKPFLPH9BzzZXpwh5xvZ0gD6NfOv/view?usp=drive_link | https://www.gavazziautomation.com/fileadmin/images/PIM/DATASHEET/ENG/PC50CNT20B.pdf
SENSOR | PHOTOELECTRIC |  | PD30CNB15NPM5RT | Carlo gavazzi | Rectangular Plastic | 150 | NPN NO+NC | 10-30VDC | Plug | Diffuse Reflective | https://drive.google.com/file/d/121kzZoEV2OzjgxXIySJ5EaO6dmIvOEph/view?usp=drive_link | https://www.mouser.in/datasheet/2/1032/PD30CNB15PPM5RT-1805095.pdf
SENSOR | PHOTOELECTRIC |  | PD30CNB15NPRT | Carlo gavazzi | Rectangular Plastic | 150 | NPN NO+NC | 10-30VDC | Cable | Diffuse Reflective | https://drive.google.com/file/d/121kzZoEV2OzjgxXIySJ5EaO6dmIvOEph/view?usp=drive_link | https://www.mouser.in/datasheet/2/1032/PD30CNB15PPM5RT-1805095.pdf
SENSOR | PHOTOELECTRIC |  | PD30CNB15PPRT | Carlo gavazzi | Rectangular Plastic | 150 | PNP NO/NC | 10-30VDC | Cable | Diffuse Reflective | https://drive.google.com/file/d/121kzZoEV2OzjgxXIySJ5EaO6dmIvOEph/view?usp=drive_link | https://www.mouser.in/datasheet/2/1032/PD30CNB15PPM5RT-1805095.pdf
SENSOR | PHOTOELECTRIC |  | PD30CNB20NASA | Carlo gavazzi | Rectangular Plastic | 200 | NPN NO+NC | 10-30VDC | Cable | Diffuse Reflective | https://drive.google.com/file/d/121kzZoEV2OzjgxXIySJ5EaO6dmIvOEph/view?usp=drive_link | https://www.gavazziautomation.com/fileadmin/images/PIM/DATASHEET/ENG/PD30CNB20NAM5SA.pdf
SENSOR | PHOTOELECTRIC |  | PD30CNB20PASA | Carlo gavazzi | Rectangular Plastic | 200 | PNP NO+NC | 10-30VDC | Cable | Diffuse Reflective | https://drive.google.com/file/d/121kzZoEV2OzjgxXIySJ5EaO6dmIvOEph/view?usp=drive_link | https://www.gavazziautomation.com/fileadmin/images/PIM/DATASHEET/ENG/PD30CNB20NAM5SA.pdf
SENSOR | PHOTOELECTRIC |  | PD30CND10NPM5DU | Carlo gavazzi | Rectangular Plastic | 1000 | NPN NO+NC | 10-30VDC | Plug | Diffuse Reflective | https://drive.google.com/file/d/121kzZoEV2OzjgxXIySJ5EaO6dmIvOEph/view?usp=drive_link | https://www.gavazzionline.com/pdf/PD30CND10PPM5DU.pdf
SENSOR | PHOTOELECTRIC |  | PD30CND10NPRT | Carlo gavazzi | Rectangular Plastic | 1000 | NPN NO+NC | 10-30VDC | Cable | Diffuse Reflective | https://drive.google.com/file/d/121kzZoEV2OzjgxXIySJ5EaO6dmIvOEph/view?usp=drive_link | https://www.mouser.in/datasheet/2/1032/PD30CND10PPM5RT-2525305.pdf
SENSOR | PHOTOELECTRIC |  | PD30CND10PAM1SA | Carlo gavazzi | Rectangular Plastic | 1000 | NPN NO+NC | 10-30VDC | Plug M12 | Diffuse Reflective | https://drive.google.com/file/d/121kzZoEV2OzjgxXIySJ5EaO6dmIvOEph/view?usp=drive_link | https://www.gavazziautomation.com/fileadmin/images/PIM/DATASHEET/ENG/PD30CND10NAM5SA.pdf
SENSOR | PHOTOELECTRIC |  | PD30CND10PAM5SA | Carlo gavazzi | Rectangular Plastic | 1000 | PNP NO+NC | 10-30VDC | Connector | Diffuse Reflective | https://drive.google.com/file/d/121kzZoEV2OzjgxXIySJ5EaO6dmIvOEph/view?usp=drive_link | https://www.gavazziautomation.com/fileadmin/images/PIM/DATASHEET/ENG/PD30CND10NAM5SA.pdf
SENSOR | PHOTOELECTRIC |  | PD30CND10PASA | Carlo gavazzi | Rectangular Plastic | 1000 | NO+NC | 10-30VDC | Cable | Diffuse Reflective | https://drive.google.com/file/d/121kzZoEV2OzjgxXIySJ5EaO6dmIvOEph/view?usp=drive_link | https://www.gavazziautomation.com/fileadmin/images/PIM/DATASHEET/ENG/PD30CND10NAM5SA.pdf
SENSOR | PHOTOELECTRIC |  | PD30CND10PP | Carlo gavazzi | Rectangular Plastic | 1000 | PNP NO+NC |  |  | Diffuse Reflective | https://drive.google.com/file/d/121kzZoEV2OzjgxXIySJ5EaO6dmIvOEph/view?usp=drive_link
SENSOR | PHOTOELECTRIC |  | PD30CND10PPDU | Carlo gavazzi | Rectangular Plastic | 1000 | PNP NO+NC | 10-30VDC | Cable | Diffuse Reflective | https://drive.google.com/file/d/121kzZoEV2OzjgxXIySJ5EaO6dmIvOEph/view?usp=drive_link | https://www.mouser.in/datasheet/2/1032/PD30CND10PPM5DU-1806013.pdf
SENSOR | PHOTOELECTRIC |  | PD30CND10PPM5DU | Carlo gavazzi | Rectangular Plastic | 1000 | NPN NO+NC | 10-30VDC | Plug | Diffuse Reflective | https://drive.google.com/file/d/121kzZoEV2OzjgxXIySJ5EaO6dmIvOEph/view?usp=drive_link | https://www.mouser.in/datasheet/2/1032/PD30CND10PPM5DU-2525537.pdf
SENSOR | PHOTOELECTRIC |  | PD30CND10PPRT | Carlo gavazzi | Rectangular Plastic | 1000 | PNP NO+NC | 10-30VDC | Cable | Diffuse Reflective | https://drive.google.com/file/d/121kzZoEV2OzjgxXIySJ5EaO6dmIvOEph/view?usp=drive_link | https://www.mouser.in/datasheet/2/1032/PD30CND10PPM5RT-1805791.pdf
SENSOR | PHOTOELECTRIC |  | PD30CNG02NPRT | Carlo gavazzi | Rectangular Plastic | 2000 | NPN Programmable | 10-30VDC | Cable | Retro Reflective | https://drive.google.com/file/d/121kzZoEV2OzjgxXIySJ5EaO6dmIvOEph/view?usp=drive_link | https://www.gavazziautomation.com/fileadmin/images/PIM/DATASHEET/ENG/PD30CNG02PPM5RT.pdf
SENSOR | PHOTOELECTRIC |  | PD30CNP06PP | Carlo gavazzi | Rectangular Plastic | 6000 | PNP NO+NC | 10-30VDC | Cable | Retro Reflective | https://drive.google.com/file/d/121kzZoEV2OzjgxXIySJ5EaO6dmIvOEph/view?usp=drive_link
SENSOR | PHOTOELECTRIC |  | PD30CNP06PPM5DU | Carlo gavazzi | Rectangular Plastic | 6000 | PNP NO+NC | 10-30VDC | Plug | Retro Reflective | https://drive.google.com/file/d/121kzZoEV2OzjgxXIySJ5EaO6dmIvOEph/view?usp=drive_link | https://www.gavazzionline.com/pdf/PD30CNP06PPM5DU.pdf
SENSOR | PHOTOELECTRIC |  | PD30CNP60PASA | Carlo gavazzi | Rectangular Plastic | 6000 | PNP NO+NC | 10-30VDC | Cable | Retro Reflective | https://drive.google.com/file/d/121kzZoEV2OzjgxXIySJ5EaO6dmIvOEph/view?usp=drive_link | https://www.gavazziautomation.com/fileadmin/images/PIM/DATASHEET/ENG/PD30CNP60NAM5SA.pdf
SENSOR | PHOTOELECTRIC |  | PD30CTBR20BPA2IO | Carlo gavazzi | Rectangular Plastic | 200 | PNP/NPN Programmable | 10-30VDC | Cable | Diffuse Reflective | https://drive.google.com/file/d/121kzZoEV2OzjgxXIySJ5EaO6dmIvOEph/view?usp=drive_link | https://www.gavazziautomation.com/fileadmin/images/PIM/DATASHEET/ENG/PD30CTBx20BPxxIO.pdf
SENSOR | PHOTOELECTRIC |  | PD30CTDR10BPA2IO | Carlo gavazzi | Rectangular Plastic | 1000 | PNP/NPN Programmable | 10-30VDC | Cable | Diffuse Reflective | https://drive.google.com/file/d/121kzZoEV2OzjgxXIySJ5EaO6dmIvOEph/view?usp=drive_link | https://www.gavazziautomation.com/fileadmin/images/PIM/DATASHEET/ENG/PD30CTDx10BPxxIO.pdf
SENSOR | PHOTOELECTRIC |  | PD30ETBR35BPA2IO | Carlo gavazzi | Rectangular Plastic | 350 | PNP/NPN Programmable | 10-30VDC | Cable | Diffuse Reflective | https://drive.google.com/file/d/1canGfEycc2SjfQFCSZKv8yrV0TqSKnML/view?usp=drive_link | https://www.gavazziautomation.com/fileadmin/images/PIM/DATASHEET/ENG/PD30ETBR35BPxxIO.pdf
SENSOR | PHOTOELECTRIC |  | PD32CND50PPM5T | Carlo gavazzi | Rectangular Plastic | 500 | PNP/NPN NO+NC | 10-30VDC | Plug M5 | Retro Reflective | https://drive.google.com/file/d/12LuDYDNbZAKBVG3Ej0DvoVaCP2FrjZf0/view?usp=drive_link | https://www.instrumart.com/assets/PD32CND50PPM5T.pdf
SENSOR | PHOTOELECTRIC |  | PD32CND50PPT | Carlo gavazzi | Rectangular Plastic | 500 | PNP/NPN NO+NC | 10-30VDC | Cable | Retro Reflective | https://drive.google.com/file/d/12LuDYDNbZAKBVG3Ej0DvoVaCP2FrjZf0/view?usp=drive_link | https://www.instrumart.com/assets/PD32CND50PPM5T.pdf
SENSOR | PHOTOELECTRIC |  | PD32CNP25PPT | Carlo gavazzi | Rectangular Plastic | 2500 | PNP NO+NC |  | Cable | Retro Reflective
SENSOR | PHOTOELECTRIC |  | PD32CNT60M5 | Carlo gavazzi | Rectangular Plastic | 6000 |  | 10-30VDC | Plug | Thru Beam | https://drive.google.com/file/d/12LuDYDNbZAKBVG3Ej0DvoVaCP2FrjZf0/view?usp=drive_link | https://www.instrumart.com/assets/PD32CNT60PPM5T.pdf
SENSOR | PHOTOELECTRIC |  | PD32CNT60NPT | Carlo gavazzi | Rectangular Plastic | 6000 | PNP | 10-30VDC | Cable | Thru Beam | https://drive.google.com/file/d/12LuDYDNbZAKBVG3Ej0DvoVaCP2FrjZf0/view?usp=drive_link | https://www.instrumart.com/assets/PD32CNT60PPM5T.pdf
SENSOR | PHOTOELECTRIC |  | PD32CNT60PPM5T | Carlo gavazzi | Rectangular Plastic | 6000 | PNP | 10-30VDC | Plug M8 | Thru Beam | https://drive.google.com/file/d/12LuDYDNbZAKBVG3Ej0DvoVaCP2FrjZf0/view?usp=drive_link | https://www.instrumart.com/assets/PD32CNT60PPM5T.pdf
SENSOR | PHOTOELECTRIC |  | PD32CNT60PPT | Carlo gavazzi | Rectangular Plastic | 6000 | PNP | 10-30VDC | Cable | Thru Beam | https://drive.google.com/file/d/12LuDYDNbZAKBVG3Ej0DvoVaCP2FrjZf0/view?usp=drive_link | https://www.instrumart.com/assets/PD32CNT60PPM5T.pdf
SENSOR | PHOTOELECTRIC |  | PD40CND25PP | Carlo gavazzi | Rectangular Plastic | 250 | PNP NO/NC | 10-30VDC | Cable | Diffuse Reflective | https://drive.google.com/file/d/1j4Mbiz7n96idFxwBbPGXjf09aFzp1bcd/view?usp=drive_link | https://alliance-a.com/photoelectric-diffuse-reflective-sensor-pd40cnd25pp.html
SENSOR | PHOTOELECTRIC |  | PD40CNP15PP | Carlo gavazzi | Rectangular Plastic | 1500 | PNP NO/NC | 10-30VDC | Cable | Retro Reflective | https://drive.google.com/file/d/1j4Mbiz7n96idFxwBbPGXjf09aFzp1bcd/view?usp=drive_link | https://alliance-a.com/photoelectric-diffuse-reflective-sensor-pd40cnd25pp.html
SENSOR | PHOTOELECTRIC |  | PD86CAP12QPTF | Carlo gavazzi | Rectangular Plastic | 12000 | Relay Contact Programmable | 12-24VDC | Screw Connection | Polarized Retro Reflective | https://drive.google.com/file/d/1O73WXW-FAtCl-GGmDIv1i7exenmMUNHH/view?usp=drive_link | https://www.gavazziautomation.com/fileadmin/images/PIM/DATASHEET/ENG/PD86HAP12QPTF.pdf
SENSOR | PHOTOELECTRIC |  | PH18CNP50PAM1SA | Carlo gavazzi | Special Construction Plastic | 5000 | PNP NO+NC | 10-30VDC | Connector | Polarized Retro Reflective | https://drive.google.com/file/d/1ptzcSg5y_8WCOsNBf3vXSSQy5Zfzej05/view?usp=drive_link | https://www.gavazziautomation.com/en-global/product/PH18CNP50PAM1SA
SENSOR | PHOTOELECTRIC |  | PH18CNT20M1 | Carlo gavazzi | Special Construction Plastic | 20000 | Emitter | 10-30VDC | Connector | Thru Beam Receiver | https://drive.google.com/file/d/1ptzcSg5y_8WCOsNBf3vXSSQy5Zfzej05/view?usp=drive_link | https://www.gavazziautomation.com/fileadmin/images/PIM/DATASHEET/ENG/PH18CNT20PAM1SA.pdf
SENSOR | PHOTOELECTRIC |  | PH18CNT20PAM1SA | Carlo gavazzi | Special Construction Plastic | 20000 | PNP NO+NC | 10-30VDC | Connector | Thru Beam Receiver | https://drive.google.com/file/d/1ptzcSg5y_8WCOsNBf3vXSSQy5Zfzej05/view?usp=drive_link | https://www.gavazziautomation.com/fileadmin/images/PIM/DATASHEET/ENG/PH18CNT20PAM1SA.pdf
SENSOR | PHOTOELECTRIC |  | PMD8RGT | Carlo gavazzi | Rectangular Plastic | 200-800 | Relay Contact Change over | 12-240VDC | Screw Connection | Diffuse Reflective | https://drive.google.com/file/d/1ptzcSg5y_8WCOsNBf3vXSSQy5Zfzej05/view?usp=drive_link | https://www.gavazziautomation.com/fileadmin/images/PIM/DATASHEET/ENG/PMD8RGT.pdf
SENSOR | PHOTOELECTRIC |  | PMP12RG | Carlo gavazzi | Rectangular Plastic | 12000 | Relay Contact NO/NC | 24VDC | Screw Connection | Polarized Retro Reflective | https://drive.google.com/file/d/1ptzcSg5y_8WCOsNBf3vXSSQy5Zfzej05/view?usp=drive_link | https://www.gavazziautomation.com/fileadmin/images/PIM/DATASHEET/ENG/PMP12RGM.pdf
SENSOR | PHOTOELECTRIC |  | PMR10RGT | Carlo gavazzi | Rectangular Plastic | 10000 | Relay Contact NO/NC | 12-240VDC | Screw Connection | Retro Reflective | https://drive.google.com/file/d/1ptzcSg5y_8WCOsNBf3vXSSQy5Zfzej05/view?usp=drive_link | https://www.gavazziautomation.com/fileadmin/images/PIM/DATASHEET/ENG/PMR10RGT.pdf
SENSOR | PHOTOELECTRIC |  | PMT20G | Carlo gavazzi | Rectangular Plastic | 20000 | Emitter | 12-240VDC | Screw Connection | Thru Beam Emitter | https://drive.google.com/file/d/1ptzcSg5y_8WCOsNBf3vXSSQy5Zfzej05/view?usp=drive_link | https://www.gavazziautomation.com/fileadmin/images/PIM/DATASHEET/ENG/PMT20RGT.pdf
SENSOR | PHOTOELECTRIC |  | PMT20RG | Carlo gavazzi | Rectangular Plastic | 20000 | Receiver | 12-240VDC | Screw Connection | Thru Beam Receiver | https://drive.google.com/file/d/1ptzcSg5y_8WCOsNBf3vXSSQy5Zfzej05/view?usp=drive_link | https://www.gavazziautomation.com/fileadmin/images/PIM/DATASHEET/ENG/PMT20RGT.pdf
SENSOR | PHOTOELECTRIC |  | UM-TL15T | Takex | [7 empty] | https://takex.com/view-pdf?fileName=Man_UM_ultramini_en_1.pdf
SENSOR | LEVEL |  | VF01CRA-10M | Carlo gavazzi |  |  |  | 10AAC/250VAC |  | Float | https://drive.google.com/file/d/10L-WC9kmNuK38qOmTcbD7EgVI3J1XMK7/view?usp=drive_link | https://alliance-a.com/carlo-gavazzi-float-level-sensor-vf01cra-10m.html
SENSOR | PHOTOELECTRIC |  | 302NC | Takex
SENSOR | PHOTOELECTRIC |  | DLN-S4RVP | Takex | Rectangular Polycarbonate | 1940-10-01 | PNP | 12-24VDC | Cable |  | https://drive.google.com/file/d/1LK31sDSWjGlB7uzv6AstJW1isJ1YJsKo/view?usp=drive_link | https://takex.com/storage/series_download/Cat_DLN_en_1.pdf
SENSOR | PHOTOELECTRIC |  | DL-S100P | Takex | Rectangular Polycarbonate | 0.2-1 | Relay | 24-240VDC | Terminal |  | https://drive.google.com/file/d/15HNo-8B2RGp25v8Yuju65zsFZn439Zd5/view?usp=drive_link | https://www.takex-elec.co.jp/en/product/category/14/specification/model/645
SENSOR | PHOTOELECTRIC |  | DL-S100R-Y5 | Takex |  |  |  | 12-24VDC |  |  | https://drive.google.com/file/d/1jFjfH1CkGpawawQvX3OHjdMW3hK-K3Ih/view?usp=drive_link
SENSOR | PHOTOELECTRIC |  | DL-S200P | Takex | Rectangular Polycarbonate | 0.2-2m | Relay | 24-240VDC | Terminal |  | https://drive.google.com/file/d/15HNo-8B2RGp25v8Yuju65zsFZn439Zd5/view?usp=drive_link | https://takex.com/storage/series_download/Man_DL-S100-S200PTC.pdf
SENSOR | PHOTOELECTRIC |  | DL-S202R | Takex | Rectangular Polyarylate | 0.2-2m | PNP/NPN | 12-24VDC | Cable |  | https://drive.google.com/file/d/15HNo-8B2RGp25v8Yuju65zsFZn439Zd5/view?usp=drive_link | https://www.takex-elec.co.jp/en/product/category/14/series/250
SENSOR | PHOTOELECTRIC |  | DL-S5R | Takex | Rectangular Polyarylate | 1950-10-01 | NPN | 12-24VDC | Cable |  | https://drive.google.com/file/d/15HNo-8B2RGp25v8Yuju65zsFZn439Zd5/view?usp=drive_link | https://takex.com/view-pdf?fileName=Man_DL-S3R_10R_en_2.pdf
SENSOR | PHOTOELECTRIC |  | GA-MT1RPN-J | Takex | Rectangular | 1000 | PNP | 12-24VDC | Cable | Retro Reflective Transparant | https://drive.google.com/file/d/1YehFU4EGvWkJUBuThW5Ta6UZcxu1bIgL/view?usp=drive_link | https://www.takex-elec.co.jp/en/product/category/15/specification/model/813
SENSOR | PHOTOELECTRIC |  | GMR2RSPNN-J | Takex | Rectangular Polyarylate | 30-1500 | PNP | 12-24VDC | Cable | Polarized Retro Reflective | https://drive.google.com/file/d/1oPgRhY6N3Nt-Nb-vgQdFDaoiyRR1xGCw/view?usp=drive_link | https://takex.com/storage/series_download/middleg.pdf
SENSOR | PHOTOELECTRIC |  | GR02SPN-J | Takex | Rectangular | 200 | PNP Open collector |  | Connector | Diffuse Reflective | https://drive.google.com/file/d/1oPgRhY6N3Nt-Nb-vgQdFDaoiyRR1xGCw/view?usp=drive_link
SENSOR | PHOTOELECTRIC |  | GR12GN | Takex | Rectangular Polycarbonate | 12 | NPN Open collector | 12-24VDC | Cable | Convergent reflective | https://drive.google.com/file/d/1oPgRhY6N3Nt-Nb-vgQdFDaoiyRR1xGCw/view?usp=drive_link | https://www.takex-elec.co.jp/en/product/category/14/specification/model/664
SENSOR | PHOTOELECTRIC |  | GS20N | Takex | Rectangular Polyarylate | 300 | NPN Open collector | 12-24VDC | Cable | Diffuse Reflective | https://drive.google.com/file/d/1oPgRhY6N3Nt-Nb-vgQdFDaoiyRR1xGCw/view?usp=drive_link | https://takex.com/storage/series_download/minig.pdf
SENSOR | PHOTOELECTRIC |  | GT3RSN | Takex | Rectangular Polyarylate | 10m | NPN Open collector | 12-24VDC | Cable | Thru Beam | https://drive.google.com/file/d/1oPgRhY6N3Nt-Nb-vgQdFDaoiyRR1xGCw/view?usp=drive_link | https://takex.com/storage/series_download/minig.pdf
SENSOR | PHOTOELECTRIC |  | GTL7SN | Takex | Rectangular Polyarylate | 7000 | NPN Open collector | 12-24VDC | Cable | Thru Beam | https://drive.google.com/file/d/1oPgRhY6N3Nt-Nb-vgQdFDaoiyRR1xGCw/view?usp=drive_link | http://www.elel.pl/pdf/MiniG.pdf
SENSOR | PHOTOELECTRIC |  | GTR7SPN | Takex | Rectangular Polyarylate | 7000 | PNP NO/NC | 12-24VDC | Cable | Thru Beam | https://drive.google.com/file/d/1oPgRhY6N3Nt-Nb-vgQdFDaoiyRR1xGCw/view?usp=drive_link | https://www.takex-elec.co.jp/en/product/category/14/specification/model/504
SENSOR | HMD |  | HD301N | Takex |  |  |  |  | Cable |  | https://drive.google.com/file/d/1spEIM3J8AMFkuK3dEYItEh7ofVuy17lc/view?usp=drive_link | https://takex.com/storage/series_download/Man_HD_en.pdf
SENSOR | HMD |  | HDA300A | Takex |  |  | Relay | AC100/110V・AC200/220V |  | Amplifier | https://drive.google.com/file/d/1spEIM3J8AMFkuK3dEYItEh7ofVuy17lc/view?usp=drive_link | https://takex.com/storage/series_download/Man_HD_en.pdf
SENSOR | HMD |  | HDA-300P | Takex | [5 empty] | Amplifier | https://drive.google.com/file/d/1spEIM3J8AMFkuK3dEYItEh7ofVuy17lc/view?usp=drive_link | https://takex.com/storage/series_download/Man_HD_en.pdf
SENSOR | PHOTOELECTRIC |  | IR7AN | Takex |  |  | Analog 1-8V |  |  | Diffuse (Fiber Optic)
SENSOR | PHOTOELECTRIC |  | MW-100AH | Takex | Cylinderical | 100000 | Relay NC | 12-28VDC |  | Microwave Sensor | https://drive.google.com/file/d/1CpXISKFGb-UHrNQi7GEb844TsrbGY01E/view?usp=drive_link | https://takex.com/storage/series_download/Man_MW-100AH.pdf
SENSOR | PHOTOELECTRIC |  | NA-T20RF | Takex | Rectangular Plastic | 20000 | Relay | 24-240VDC | Terminal Block | Thru Beam | https://drive.google.com/file/d/1c0LQ2BGm52cfGQC-t8kHFLMHLx9BIN28/view?usp=drive_link | https://www.takex-elec.co.jp/en/product/category/14/specification/model/753
SENSOR | PHOTOELECTRIC |  | NE-R10D-DC | Takex | Rectangular | 1000 | NPN/PNP NO/NC |  | Cable | Diffuse Reflective | https://drive.google.com/file/d/1oXR5HmtKDUMINLp6TaOQKZsEV44k6wux/view?usp=drive_link | https://takex.com/au/photoelectric-sensors/ne-dc-series
SENSOR | PHOTOELECTRIC |  | SSC-TL810 | Takex | Rectangular Aluminium | 150-800 | NPN Open Collector | 12-24VDC | Cable | Light Curtain | https://drive.google.com/file/d/1_zVB3fCAl2Yl38O2bFSjicP1ACDG3B0N/view?usp=drive_link | https://www.takex-elec.co.jp/en/product/category/4/specification/model/1011
SENSOR | PHOTOELECTRIC |  | SSP-S204R | Takex | Rectangular Aluminium | 700 | NPN/PNP Open Collector | 12-24VDC | Cable | Diffuse Reflective | https://drive.google.com/file/d/10n6zmON6QBBsKiFogr6etNIsMxMJFgJ-/view?usp=drive_link | https://takex.com/storage/series_download/ssp.pdf
SENSOR | PHOTOELECTRIC |  | UM-Z3SV | Takex | Polycarbonate | 2024-05-30 | NPN Open Collector | 24VDC |  | Convergent Reflective | https://drive.google.com/file/d/1U-WeH1xF0THHeGMxESfpVOVRi745Lo0f/view?usp=drive_link | https://takex.com/storage/series_download/um.pdf
SENSOR | PHOTOELECTRIC |  | USA-S1AN | Takex | Cylinderical Nickel Plated | 100-1000 | Analog | 12-24VDC | Connector | Reflective | https://drive.google.com/file/d/1QA725H4jgBMEcAFlKslF6Z84l1Fn6P6n/view?usp=drive_link | https://www.takex-elec.co.jp/en/product/category/67/series/353
SENSOR | PHOTOELECTRIC |  | XGM2-T20 | Takex
SENSOR | PHOTOELECTRIC |  | XI2-T10P | Takex | Plastic
SENSOR | PHOTOELECTRIC |  | AS-U30 | Takex | Rectangular Plastic | 30 | NPN Open Collector |  | Cable | Thru Beam | https://drive.google.com/file/d/1KiqbR6bGgAtF3NFWm66R5C5NWFdcp9De/view?usp=drive_link | https://www.takex-elec.co.jp/en/product/type/specification/model/594
SENSOR | FIBER OPTIC |  | F80R | Takex | Polycarbonate |  | NPN Open Collector | 12-24VDC | Cable |  | https://drive.google.com/file/d/1imVEouMjLQdSQUMpdJQ-3M4YKCLBOeHg/view?usp=drive_link
SENSOR | PHOTOELECTRIC |  | PD30CNB25NAM5PS | Carlo gavazzi | Rectangular Plastic | 250 | NPN NO+NC | 10-30VDC | Connector | Diffuse Reflective | https://drive.google.com/file/d/1YLe6x0eGoynjowLOvq9Yu9OmmoAEfLck/view?usp=drive_link | https://www.gavazziautomation.com/fileadmin/images/PIM/DATASHEET/ENG/PD30CNB25xxPS.pdf
SENSOR | PHOTOELECTRIC |  | AF10K2 | IDEC
SENSOR | FIBER OPTIC |  | BGF-CP | Optex | Rectangular PBT |  | PNP Open Collector |  | Connector | Fiber | https://drive.google.com/file/d/1h1syFU1UylMn1gu_Ql46D9Io5eDdp8mz/view?usp=drive_link | https://www.optex-fa.com/products/photo_sensor/fiber/brf/index3.html
SENSOR | PHOTOELECTRIC |  | BGS-2V100CP | Optex | Rectangular | 20-1000 | PNP | 10-30VDC |  |  | https://drive.google.com/file/d/1suLGzElFVTRXLoQOkbjzYlKJlCVj2kLg/view?usp=drive_link | https://www.ramcoi.com/itemdetail/BGS-2V100CP
SENSOR | PHOTOELECTRIC |  | BGS-2V30 | Optex | Rectangular Plastic | 10-300 | Relay | 10-30VDC | Cable |  | https://drive.google.com/file/d/1suLGzElFVTRXLoQOkbjzYlKJlCVj2kLg/view?usp=drive_link | https://www.optex-fa.com/products/photo_sensor/bgs/bgs_2v/index3.html
SENSOR | PHOTOELECTRIC |  | BGS-2V30CP | Optex | Rectangular Plastic | 10-300 | PNP Open Collector | 10-30VDC | Connector |  | https://drive.google.com/file/d/1suLGzElFVTRXLoQOkbjzYlKJlCVj2kLg/view?usp=drive_link | https://www.optex-fa.com/products/photo_sensor/bgs/bgs_2v/index3.html
SENSOR | PHOTOELECTRIC |  | BGS-DL10TP(E) | Optex | Rectangular Plastic | 20-100 | PNP Open Collector | 10-30VDC | Cable | C-MOS Laser | https://drive.google.com/file/d/1CbUG3seKRa6p53hvhq-IcT1OBNJNkjfq/view?usp=drive_link | https://www.optex-fa.com/products/photo_sensor/bgs/bgs_dl/index3.html
SENSOR | PHOTOELECTRIC |  | BGS-HLM25T | Optex | Rectangular Plastic | 50-250 | PNP/NPN Open Collector | 10-30VDC | Cable |  | https://drive.google.com/file/d/1jYoGoCVDCpVDRgZWNxUgZfda7OrlWkeh/view?usp=drive_link | https://www.optex-fa.com/products/photo_sensor/bgs/bgs_hl/index4.html
SENSOR | PHOTOELECTRIC |  | BGS-Z30N | Optex | Rectangular Plastic | 10-300 | NPN Open Collector | 10-30VDC | Cable |  | https://drive.google.com/file/d/1mB8JcjVTAd3pGzDCKH4fC7z4Grsx5Fhu/view?usp=drive_link | https://ramcoi.s3.us-east-2.amazonaws.com/Optex/Z+/optex_brochure_bgs-Z_ZL_2024a.pdf
SENSOR | PHOTOELECTRIC |  | BGS-ZM30-CP4 | Optex | Rectangular Stainless Steel | 10-300 | PNP Open Collector | 10-30VDC | Connector |  | https://drive.google.com/file/d/1mB8JcjVTAd3pGzDCKH4fC7z4Grsx5Fhu/view?usp=drive_link | https://www.optex-fa.com/products/photo_sensor/bgs/bgs_zm/index4.html
SENSOR | PHOTOELECTRIC |  | BJ300-DDT-P | Autonics | Rectangular Polycarbonate | 300 | PNP Open Collector |  |  | Diffuse Reflective |  | https://www.autonics.com/us/model/BJ300-DDT-P
SENSOR | PHOTOELECTRIC |  | BRF-CHP | Optex | Rectangular PBT |  | PNP Open Collector |  | Cable |  | https://drive.google.com/file/d/1vc42DBppyH-QvZywN_zgGxC6u8hbjuzG/view?usp=drive_link
SENSOR | PHOTOELECTRIC |  | BRF-N | Optex | Rectangular PBT |  | NPN Open Collector |  | Cable |  | https://drive.google.com/file/d/1mB8JcjVTAd3pGzDCKH4fC7z4Grsx5Fhu/view?usp=drive_link | https://www.optex-fa.com/products/discontinue/pdf/brf_catalogue.pdf
SENSOR | PHOTOELECTRIC |  | BRF-P | Optex | Rectangular PBT |  | PNP Open Collector |  | Cable |  | https://drive.google.com/file/d/1mB8JcjVTAd3pGzDCKH4fC7z4Grsx5Fhu/view?usp=drive_link | https://www.optex-fa.com/products/discontinue/pdf/brf_catalogue.pdf
SENSOR | PHOTOELECTRIC |  | BRQP400-DDTA-P | Autonics | Cylinderical Polycarbonate | 400 | PNP Open Collector |  | Cable | Diffuse Reflective | https://drive.google.com/file/d/1AHJCZCQGpyjc83OzTh2VL0bRKEBPqDQy/view?usp=drive_link | https://www.autonics.com/in/model/BRQP400-DDTA-P
SENSOR | PHOTOELECTRIC |  | BU-06LN | BTH | Rectangular Plastic | 6 | NPN |  | Connector |  | https://drive.google.com/file/d/15vLC4H2kb6KQed57d0MqSJf5wnTfiKZl/view?usp=drive_link | https://bthsensor.com/downloads/Photoelectric_sensors/datasheets/BTH_BU_06_2.pdf
SENSOR | PHOTOELECTRIC |  | C2DM-11CN | Optex | Cylinderical Metal | 110 | NPN Open Collector |  | Connector | Diffuse | https://drive.google.com/file/d/1KOzL8aaxCRnFhxw6ZekS1TZHV1Dp5Y1y/view?usp=drive_link | https://www.ramcoi.com/itemdetail/C2DM-11CN
SENSOR | PHOTOELECTRIC |  | C2DM-11N | Optex | Cylinderical Metal | 110 | NPN Open Collector |  | Cable | Diffuse Reflective | https://drive.google.com/file/d/1KOzL8aaxCRnFhxw6ZekS1TZHV1Dp5Y1y/view?usp=drive_link | https://www.optex-fa.com/products/photo_sensor/amp/c2/index3.html
SENSOR | PHOTOELECTRIC |  | C2DP-11P | Optex | Cylinderical Plastic | 110 | PNP Open Collector |  | Cable | Diffuse Reflective | https://drive.google.com/file/d/1TnWzn0IzRQjQLlsEx0D9r5PKq2iZxJAG/view?usp=drive_link | https://www.optex-fa.com/products/photo_sensor/amp/c2/index3.html
SENSOR | PHOTOELECTRIC |  | C2DP-40CP | Optex | Cylinderical Plastic | 400 | PNP Open Collector |  | Connector | Diffuse Reflective | https://drive.google.com/file/d/1TnWzn0IzRQjQLlsEx0D9r5PKq2iZxJAG/view?usp=drive_link | https://www.optex-fa.com/products/photo_sensor/amp/c2/index3.html
SENSOR | PHOTOELECTRIC |  | C2DP-40P | Optex | Cylinderical Plastic | 400 | PNP Open Collector |  | Cable | Diffuse Reflective | https://drive.google.com/file/d/1TnWzn0IzRQjQLlsEx0D9r5PKq2iZxJAG/view?usp=drive_link | https://www.optex-fa.com/products/photo_sensor/amp/c2/index3.html
SENSOR | PHOTOELECTRIC |  | C2TP-2000CP | Optex | Cylinderical Plastic | 200 | PNP Open Collector |  | Connector | Thru Beam | https://drive.google.com/file/d/1TnWzn0IzRQjQLlsEx0D9r5PKq2iZxJAG/view?usp=drive_link | https://www.optex-fa.com/products/photo_sensor/amp/c2/index3.html
SENSOR | PHOTOELECTRIC |  | C2TP-2000N | Optex | Cylinderical Plastic | 200 | NPN Open Collector |  | Cable | Thru Beam | https://drive.google.com/file/d/1TnWzn0IzRQjQLlsEx0D9r5PKq2iZxJAG/view?usp=drive_link | https://www.optex-fa.com/products/photo_sensor/amp/c2/index3.html
SENSOR | PHOTOELECTRIC |  | CD22-35V-M12 | Optex | Rectangular Aluminium die-cast | 35 | NPN/PNP Open Collector |  | Connector | Diffuse Reflective | https://drive.google.com/file/d/1Wde2gcnqjg_sX7h4gzviGGX0PMwf18Qk/view?usp=drive_link | https://www.optex-fa.com/products/dsp_sensor/cd22/index4.html
SENSOR | PHOTOELECTRIC |  | CD33-250PA | Optex | Rectangular PBT | 250 | PNP Cable |  | Laser Displacement |  | https://drive.google.com/file/d/1iaY4ydE8fC3TsCXAtfLzK5e8KRQK7skg/view?usp=drive_link | https://www.optex-fa.com/products/dsp_sensor/cd33/index3.html
SENSOR | PHOTOELECTRIC |  | CD33-50PA | Optex | Rectangular PBT | 50 | PNP Cable |  | Diffuse Reflective |  | https://drive.google.com/file/d/1iaY4ydE8fC3TsCXAtfLzK5e8KRQK7skg/view?usp=drive_link | https://www.optex-fa.com/products/dsp_sensor/cd33/index3.html
SENSOR | PHOTOELECTRIC |  | CS08EX | IDEC
SENSOR | PHOTOELECTRIC |  | CS09EX | IDEC
SENSOR | PHOTOELECTRIC |  | CVSE1-P20-RA | Optex | Rectangular Plastic | 90-150 | NPN/PNP Open Collector |  |  |  | https://drive.google.com/file/d/13d1iMX9ObbPt63QEBV7NWSZu4pevYWLx/view?usp=drive_link | https://www.optex-fa.com/products/vision/cvse1_ra/index4.html
SENSOR | PHOTOELECTRIC |  | CX-412 | Panasonic | Rectangular Polybutylene terephalate | 15000 | NPN NO+NC |  | Cable | Thru Beam | https://drive.google.com/file/d/1HGyRGhyjtR6fWMga_7p-ItVMN1NIxoqO/view?usp=drive_link | https://www.farnell.com/datasheets/3742999.pdf?_gl=1*omvn76*_gcl_aw*R0NMLjE3MjMyNzIxMTIuQ2p3S0NBandfTmExQmhBbEVpd0FNLWRtN0NfM3dyMnVVejJlTlJROFgzWFd4OEZQX091SGlhVjRoSmhTd2RoY3VjX0V5eGJIOW5NVi14b0N5MVlRQXZEX0J3RQ..*_gcl_au*MjAxMzMyNjk0NC4xNzIzMTg0OTgx
SENSOR | PHOTOELECTRIC |  | CX-442 | Panasonic | Rectangular Polybutylene terephalate | 20-300 | NPN NO+NC |  | Cable | Ajustable Range Reflective | https://drive.google.com/file/d/1u7BXdWgudVTvcxONRc_5IlvIxjB6KTIO/view?usp=drive_link | https://www.farnell.com/datasheets/3742999.pdf?_gl=1*omvn76*_gcl_aw*R0NMLjE3MjMyNzIxMTIuQ2p3S0NBandfTmExQmhBbEVpd0FNLWRtN0NfM3dyMnVVejJlTlJROFgzWFd4OEZQX091SGlhVjRoSmhTd2RoY3VjX0V5eGJIOW5NVi14b0N5MVlRQXZEX0J3RQ..*_gcl_au*MjAxMzMyNjk0NC4xNzIzMTg0OTgx
SENSOR | PHOTOELECTRIC |  | CX-442P | Panasonic | Rectangular Polybutylene terephalate | 20-300 | PNP NO+NC |  | Cable | Ajustable Range Reflective | https://drive.google.com/file/d/1u7BXdWgudVTvcxONRc_5IlvIxjB6KTIO/view?usp=drive_link | https://www.farnell.com/datasheets/3742999.pdf?_gl=1*omvn76*_gcl_aw*R0NMLjE3MjMyNzIxMTIuQ2p3S0NBandfTmExQmhBbEVpd0FNLWRtN0NfM3dyMnVVejJlTlJROFgzWFd4OEZQX091SGlhVjRoSmhTd2RoY3VjX0V5eGJIOW5NVi14b0N5MVlRQXZEX0J3RQ..*_gcl_au*MjAxMzMyNjk0NC4xNzIzMTg0OTgx
SENSOR | PHOTOELECTRIC |  | CX-442-P-Z | Panasonic | Rectangular Polybutylene terephalate | [5 empty] | https://drive.google.com/file/d/1u7BXdWgudVTvcxONRc_5IlvIxjB6KTIO/view?usp=drive_link
SENSOR | PHOTOELECTRIC |  | CX-444 | Panasonic | Rectangular Polybutylene terephalate | 15-100 | NPN Open Collector |  | Cable | Adjustable Range Reflective | https://drive.google.com/file/d/1u7BXdWgudVTvcxONRc_5IlvIxjB6KTIO/view?usp=drive_link | https://www.farnell.com/datasheets/3742999.pdf?_gl=1*omvn76*_gcl_aw*R0NMLjE3MjMyNzIxMTIuQ2p3S0NBandfTmExQmhBbEVpd0FNLWRtN0NfM3dyMnVVejJlTlJROFgzWFd4OEZQX091SGlhVjRoSmhTd2RoY3VjX0V5eGJIOW5NVi14b0N5MVlRQXZEX0J3RQ..*_gcl_au*MjAxMzMyNjk0NC4xNzIzMTg0OTgx
SENSOR | PHOTOELECTRIC |  | CX-444-P | Panasonic | Rectangular Polybutylene terephalate | 15-100 | PNP Open Collector |  | Cable | Adjustable Range Reflective | https://drive.google.com/file/d/1u7BXdWgudVTvcxONRc_5IlvIxjB6KTIO/view?usp=drive_link | https://www.farnell.com/datasheets/3742999.pdf?_gl=1*omvn76*_gcl_aw*R0NMLjE3MjMyNzIxMTIuQ2p3S0NBandfTmExQmhBbEVpd0FNLWRtN0NfM3dyMnVVejJlTlJROFgzWFd4OEZQX091SGlhVjRoSmhTd2RoY3VjX0V5eGJIOW5NVi14b0N5MVlRQXZEX0J3RQ..*_gcl_au*MjAxMzMyNjk0NC4xNzIzMTg0OTgx
SENSOR | PHOTOELECTRIC |  | CX-481 | Panasonic | Rectangular Polybutylene terephalate | 50-500 | NPN NO+NC |  | Cable | Retro Reflective | https://drive.google.com/file/d/1u7BXdWgudVTvcxONRc_5IlvIxjB6KTIO/view?usp=drive_link | https://www.farnell.com/datasheets/3742999.pdf?_gl=1*omvn76*_gcl_aw*R0NMLjE3MjMyNzIxMTIuQ2p3S0NBandfTmExQmhBbEVpd0FNLWRtN0NfM3dyMnVVejJlTlJROFgzWFd4OEZQX091SGlhVjRoSmhTd2RoY3VjX0V5eGJIOW5NVi14b0N5MVlRQXZEX0J3RQ..*_gcl_au*MjAxMzMyNjk0NC4xNzIzMTg0OTgx
SENSOR | PHOTOELECTRIC |  | CX-481-P | Panasonic | Rectangular Polybutylene terephalate | 50-500 | PNP NO+NC |  | Cable | Retro Reflective | https://drive.google.com/file/d/1u7BXdWgudVTvcxONRc_5IlvIxjB6KTIO/view?usp=drive_link | https://www.farnell.com/datasheets/3742999.pdf?_gl=1*omvn76*_gcl_aw*R0NMLjE3MjMyNzIxMTIuQ2p3S0NBandfTmExQmhBbEVpd0FNLWRtN0NfM3dyMnVVejJlTlJROFgzWFd4OEZQX091SGlhVjRoSmhTd2RoY3VjX0V5eGJIOW5NVi14b0N5MVlRQXZEX0J3RQ..*_gcl_au*MjAxMzMyNjk0NC4xNzIzMTg0OTgx
SENSOR | PHOTOELECTRIC |  | CX-491 | Panasonic | Rectangular Polybutylene terephalate | 3000 | NPN Open Collector |  | Cable | Retro Reflective | https://drive.google.com/file/d/1u7BXdWgudVTvcxONRc_5IlvIxjB6KTIO/view?usp=drive_link | https://www.farnell.com/datasheets/3742999.pdf?_gl=1*omvn76*_gcl_aw*R0NMLjE3MjMyNzIxMTIuQ2p3S0NBandfTmExQmhBbEVpd0FNLWRtN0NfM3dyMnVVejJlTlJROFgzWFd4OEZQX091SGlhVjRoSmhTd2RoY3VjX0V5eGJIOW5NVi14b0N5MVlRQXZEX0J3RQ..*_gcl_au*MjAxMzMyNjk0NC4xNzIzMTg0OTgx
SENSOR | PHOTOELECTRIC |  | CX-491P | Panasonic | Rectangular Polybutylene terephalate | 3000 | PNP Open Collector |  | Cable | Retro Reflective | https://drive.google.com/file/d/1u7BXdWgudVTvcxONRc_5IlvIxjB6KTIO/view?usp=drive_link | https://www.farnell.com/datasheets/3742999.pdf?_gl=1*omvn76*_gcl_aw*R0NMLjE3MjMyNzIxMTIuQ2p3S0NBandfTmExQmhBbEVpd0FNLWRtN0NfM3dyMnVVejJlTlJROFgzWFd4OEZQX091SGlhVjRoSmhTd2RoY3VjX0V5eGJIOW5NVi14b0N5MVlRQXZEX0J3RQ..*_gcl_au*MjAxMzMyNjk0NC4xNzIzMTg0OTgx
SENSOR | PHOTOELECTRIC |  | CX-493 | Panasonic | Rectangular Polybutylene terephalate | 5000 | NPN Open Collector |  | Cable | Retro Reflective | https://drive.google.com/file/d/1u7BXdWgudVTvcxONRc_5IlvIxjB6KTIO/view?usp=drive_link | https://www.farnell.com/datasheets/3742999.pdf?_gl=1*omvn76*_gcl_aw*R0NMLjE3MjMyNzIxMTIuQ2p3S0NBandfTmExQmhBbEVpd0FNLWRtN0NfM3dyMnVVejJlTlJROFgzWFd4OEZQX091SGlhVjRoSmhTd2RoY3VjX0V5eGJIOW5NVi14b0N5MVlRQXZEX0J3RQ..*_gcl_au*MjAxMzMyNjk0NC4xNzIzMTg0OTgx
SENSOR | PHOTOELECTRIC |  | D3RF-TN | Optex | Rectangular PC |  | NPN Open Collector |  | Cable | Stand alone | https://drive.google.com/file/d/1_XlTjHHjX2qij6pP0FlXLmuWRn7rftqD/view?usp=drive_link
SENSOR | PHOTOELECTRIC |  | D3RF-TSN | Optex | Rectangular PC |  | NPN Open Collector |  | Cable | Interconnection Slave | https://drive.google.com/file/d/1_XlTjHHjX2qij6pP0FlXLmuWRn7rftqD/view?usp=drive_link
SENSOR | PHOTOELECTRIC |  | DA-S40R | Takex | Rectangular Polycarbonate | 70-400 | NPN/PNP Open Collector |  | Attached cord | BGS/FGS | https://drive.google.com/file/d/1_XlTjHHjX2qij6pP0FlXLmuWRn7rftqD/view?usp=drive_link | https://takex.com/storage/series_download/Cat_DLN_en_1.pdf
SENSOR | PHOTOELECTRIC |  | DLN-S10RV | Takex | Rectangular PBT | 10-100 | NPN Open Collector |  | Attached cable | BGS/FGS | https://drive.google.com/file/d/1LK31sDSWjGlB7uzv6AstJW1isJ1YJsKo/view?usp=drive_link | https://takex.com/storage/series_download/Cat_DLN_en_1.pdf
SENSOR | PHOTOELECTRIC |  | DLN-S15RMV | Takex | Rectangular PBT | 10-150 | NPN Open Collector |  | Attached cable | BGS/FGS | https://drive.google.com/file/d/1LK31sDSWjGlB7uzv6AstJW1isJ1YJsKo/view?usp=drive_link | https://takex.com/storage/series_download/Cat_DLN_en_1.pdf
SENSOR | PHOTOELECTRIC |  | DLN-S3RV | Takex | Rectangular PBT | 2024-10-30 | NPN Open Collector |  | Attached cable | BGS/FGS | https://drive.google.com/file/d/1LK31sDSWjGlB7uzv6AstJW1isJ1YJsKo/view?usp=drive_link | https://takex.com/storage/series_download/Cat_DLN_en_1.pdf
SENSOR | PHOTOELECTRIC |  | DLNS4RV | Takex | Rectangular PBT | 1940-10-01 | NPN Open Collector |  | Attached cable | BGS/FGS | https://drive.google.com/file/d/1LK31sDSWjGlB7uzv6AstJW1isJ1YJsKo/view?usp=drive_link | https://takex.com/storage/series_download/Cat_DLN_en_1.pdf
SENSOR | PHOTOELECTRIC |  | DLN-S4V | Takex | Rectangular PBT | 10-100 | NPN/PNP Open Collector |  | Attached cable | BGS/FGS | https://drive.google.com/file/d/1LK31sDSWjGlB7uzv6AstJW1isJ1YJsKo/view?usp=drive_link | https://takex.com/storage/series_download/Cat_DLN-S_en_1.pdf
SENSOR | PHOTOELECTRIC |  | DL-S100R | Takex | Rectangular PBT | 10-200 | NPN/PNP Open Collector |  | Attached cable | BGS/FGS | https://drive.google.com/file/d/1B3IjZVDg3296XXuGI9sQwBPgBRymG_pk/view?usp=drive_link | https://takex.com/storage/series_download/Cat_DLN-S_en_1.pdf
SENSOR | PHOTOELECTRIC |  | DM-18TN | Optex | Rectangular Plastic | 18 | NPN Open Collector |  | Cable |  | https://drive.google.com/file/d/1Xd76vjGt0zMJKJtmEYturGoMQUmG0tft/view?usp=drive_link | https://www.optex-fa.com/products/photo_sensor/color/dm_18t/index3.html
SENSOR | PHOTOELECTRIC |  | DM18TP | Optex | Rectangular Plastic | 16-20 | PNP Open Collector |  | Cable |  | https://drive.google.com/file/d/1Xd76vjGt0zMJKJtmEYturGoMQUmG0tft/view?usp=drive_link | https://www.ramcoi.com/itemdetail/?itemCode=DM-18TP%28E%29
SENSOR | PHOTOELECTRIC |  | E01804PPAS | Carlo gavazzi | Cylinderical Plastic | 400 | PNP NO+NC |  | Cable | Diffuse Reflective |  | https://www.gavazziautomation.com/fileadmin/images/PIM/DATASHEET/ENG/EO1804NPAS-1.pdf
SENSOR | PHOTOELECTRIC |  | E3FB-RP11 2M | Omron | Cylinderical Metal | 100-4000 | PNP NO+NC |  | Cable | Retro Reflective | https://drive.google.com/file/d/1J2TSiZsIOxWNDUZbNzanGXBN2-YSWf5O/view?usp=drive_link | https://industrial.omron.eu/en/products/E3FB-RP11-2M
SENSOR | PHOTOELECTRIC |  | E3ZM-V81 | Omron | Rectangular SUS | 2024-10-14 | PNP Open Collector |  | Pre-wired | Diffuse Reflective | https://drive.google.com/file/d/1J8eZ3ZvTvgNWSWya-UXt4K5tvK_memDb/view?usp=drive_link | https://www.ia.omron.com/product/item/707/
SENSOR | PHOTOELECTRIC |  | EF1801PPAS-1 | Carlo gavazzi | Cylinderical Red | Fiber depend | PNP NO+NC |  | Plug
SENSOR | PHOTOELECTRIC |  | ESN-T16PN | Takex | Cylinderical Plastic | 5000 | NPN Open Collector |  |  | Thru Beam | https://drive.google.com/file/d/1K1nCmsJvHiR7awkWQVcpoqIy6YkdTRAs/view?usp=drive_link
SENSOR | PHOTOELECTRIC |  | EX-L211 | Panasonic | Rectangular Polybutylene terephthalate, | 1000 | NPN |  | Cable | Thru Beam | https://drive.google.com/file/d/1vcnQg4bfGnCqelbR5OJyrgdvauNkrc22/view?usp=drive_link | https://mediap.industry.panasonic.eu/assets/download-files/import/ds_exl200_en.pdf
SENSOR | PHOTOELECTRIC |  | GA-MT1RPN | Takex | Rectangular Polycarbonate | 10-1000 | PNP Open Collector |  | Cable | Retro Reflective |  | https://takex.com/gb/products-for-specific-applications/ga-mt1r
SENSOR | PHOTOELECTRIC |  | GN-R40RSPN | Takex | Rectangular Polybutylene terephthalate, | 400 | PNP Open Collector |  |  | Diffuse |  | https://www.farnell.com/datasheets/94900.pdf
SENSOR | PHOTOELECTRIC |  | GT205 | Takex |  | 500 |  |  |  | Fiber Optic Cable | https://drive.google.com/file/d/1oPgRhY6N3Nt-Nb-vgQdFDaoiyRR1xGCw/view?usp=drive_link
SENSOR | PHOTOELECTRIC |  | GTL3RSN | Takex | [6 empty] | https://drive.google.com/file/d/1oPgRhY6N3Nt-Nb-vgQdFDaoiyRR1xGCw/view?usp=drive_link
SENSOR | PHOTOELECTRIC |  | HL-G103-A-C5 | Panasonic | Rectangular PBT | 30 | NPN/PNP Open Collector |  | PBT | Laser | https://drive.google.com/file/d/1sZvN7w5bCt4M5yAelqZMNpcIqEc8t8gz/view?usp=drive_link | https://industry.panasonic.com/ap/en/products/fasys/measurement/measurement/number/hl-g103-a-c5
SENSOR | PHOTOELECTRIC |  | IR3AN | Takex
SENSOR | PHOTOELECTRIC |  | IRB 103/4 | Indian
SENSOR | PHOTOELECTRIC |  | JD-SW08P | Optex | Rectangular Plastic | 80 | PNP |  | Cable | Diffuse | https://drive.google.com/file/d/1VynIkoCIfT0ovVTA0yXRZAUhIeL5_iBn/view?usp=drive_link | https://www.ramcoi.com/itemdetail/JD-SW08P
SENSOR | PHOTOELECTRIC |  | JT-S1000N | Optex | [6 empty] | https://drive.google.com/file/d/1w3QejE7h4tsR9gByw3hMxjDMCiHBfMfR/view?usp=drive_link
SENSOR | PHOTOELECTRIC |  | LBX-100 | EMX | Rectangular Plastic |  | PNP/NPN |  | Connector | Label | https://drive.google.com/file/d/14bP_aT2teTJjpqyT59-kLBNAHQTTsQOd/view?usp=drive_link | https://www.emxindustrialsensors.com/industrial-sensors/industrial-sensors-folder/manuals/labelx.pdf
SENSOR | PHOTOELECTRIC |  | LD30ETBI10BPM5IO | Carlo gavazzi | Rectangular Stainless Steel | 1000 | PNP/NPN Programmable | 10-30VDC | Plug | Diffuse Reflective | https://drive.google.com/file/d/1ncKswwl4vHgXfN6ADGx9-4r37pD23Abe/view?usp=drive_link | https://www.gavazziautomation.com/fileadmin/images/PIM/DATASHEET/ENG/LD30ETBI10BPxxIO.pdf
SENSOR | COLOR/MARK/LUMINESCENCE |  | LD30CPBR10BPA2IO | Carlo gavazzi | Rectangular,Plastic | 100 | PNP/NPN Programmable | 10-30VDC | Cable | Laser | https://drive.google.com/file/d/1wKxgmHaLybT6ZHAstplaYCrrrM_bAShO/view?usp=drive_link | https://www.gavazziautomation.com/fileadmin/images/PIM/DATASHEET/ENG/LD30CPBR10BPxxIO.pdf
SENSOR | PHOTOELECTRIC |  | LD-M10R | Takex | Rectangular Plastic | Depends on reflectors | NPN Open Collector | 12-24VDC | Cable | Polarised Reflective | https://drive.google.com/file/d/1YTFUc2zYBT5Gwjbl0uQRXGnF7TOcloRb/view?usp=drive_link | https://takex.com/storage/series_download/LD.pdf
SENSOR | PHOTOELECTRIC |  | LD-S20RPN | Takex | Rectangular Plastic | 30-300 | PNP Open Collector | 12-24VDC | Cable | Variable focus reflective | https://drive.google.com/file/d/1YTFUc2zYBT5Gwjbl0uQRXGnF7TOcloRb/view?usp=drive_link | https://takex.com/storage/series_download/LD.pdf
ACCESSORIES | POWER SUPPLY |  | LS12-5V | Indian
SENSOR | PHOTOELECTRIC |  | LS18-TX | Indian
SENSOR | PHOTOELECTRIC |  | LX-101-P | Panasonic | Rectangular PBT | 2024-03-10 | PNP Open collector | 12-24VDC | Cable | Digital Mark | https://drive.google.com/file/d/1mdqHAGZseVrkN21HvGsIi8eCN2xuPnCG/view?usp=drive_link | https://industry.panasonic.com/ap/en/products/fasys/sensor/photoelectric/number/lx-101-p
SENSOR | PHOTOELECTRIC |  | LX-101-Z | Panasonic | Rectangular PBT | 2024-03-10 | NPN Open collector | 12-24VDC | Plug | Digital Mark | https://drive.google.com/file/d/1mdqHAGZseVrkN21HvGsIi8eCN2xuPnCG/view?usp=drive_link | https://industry.panasonic.com/ap/en/products/fasys/sensor/photoelectric/number/lx-101-z
SENSOR | PHOTOELECTRIC |  | LX-111 | Panasonic | Rectangular PBT | 10 | NPN Open collector | 12-24VDC | Cable | Color Mark | https://drive.google.com/file/d/1mdqHAGZseVrkN21HvGsIi8eCN2xuPnCG/view?usp=drive_link | https://www.metaltex.com.br/assets/produtos/pdf/lx-111.pdf
SENSOR | PHOTOELECTRIC |  | MT01BFK2 | Indian
SENSOR | PHOTOELECTRIC |  | MT01BK2 | Indian
SENSOR | PHOTOELECTRIC |  | NF-DB01 | Optex | [6 empty] | https://drive.google.com/file/d/1jvsifsK93ZnMut3cefMycqRtfQ7rZ3i9/view?usp=drive_link
SENSOR | PHOTOELECTRIC |  | NF-DF07 | Optex | [5 empty] | Diffuse | https://drive.google.com/file/d/1jvsifsK93ZnMut3cefMycqRtfQ7rZ3i9/view?usp=drive_link | https://shop.industrialemart.com/pdf/NF-DF.pdf
SENSOR | PHOTOELECTRIC |  | NF-TM02 | Optex |  | 350 |  |  |  | Thru Beam | https://drive.google.com/file/d/1GO4Ck2cckIwfUSx_50n9Wm1aGYMNZtHG/view?usp=drive_link
SENSOR | PHOTOELECTRIC |  | NT 100 | Takex | Rectangular Zinc die-cast | 100000 | NPN Open collector |  | Terminal Block | Thru Beam(amplifier) | https://drive.google.com/file/d/1-OB5NWoIonPNPuHr2Ikohydu2-WjCFAD/view?usp=drive_link | https://takex.com/view-pdf?fileName=Man_NT50_en_1.pdf
SENSOR | PHOTOELECTRIC |  | NT100P | Takex | Rectangular Zinc die-cast | 100000 | Relay |  | Terminal Block | Thru Beam (amplifier) | https://drive.google.com/file/d/1-OB5NWoIonPNPuHr2Ikohydu2-WjCFAD/view?usp=drive_link | https://takex.com/view-pdf?fileName=Man_NT50_en_1.pdf
SENSOR | PHOTOELECTRIC |  | O300Y.GR-11144059 | Baumer | Rectangular Plastic | 15-300 | NPN NO/NC |  | Cable | Background Suppression | https://drive.google.com/file/d/1HXLQwrUlfzrl7tYzMQqqx07ehLv3-dqZ/view?usp=drive_link | https://www.baumer.com/medias/__secure__/O300_GR_NV1T_72CU_0000_web_EN.pdf?mediaPK=8800338378782
SENSOR | PHOTOELECTRIC |  | OD18FAD04PSB/A2P | Xecro | Cylinderical Brass | 5 | NO |  |  |  | https://drive.google.com/file/d/1qHsWbRH5KdDfnKCfbUrQqcFgLg1rdoWC/view?usp=drive_link
SENSOR | PHOTOELECTRIC |  | OLC18/DP2 | Selet | 18 |  | PNP NO |  | Cable | Diffuse | https://drive.google.com/file/d/1qHsWbRH5KdDfnKCfbUrQqcFgLg1rdoWC/view?usp=drive_link | https://leelavatiautomation.com/wp-content/uploads/2023/01/OLC18-DP2.pdf
SENSOR | PHOTOELECTRIC |  | OLC18/FP2 | Selet | 18 |  | PNP NO |  | Cable | Optical fiber (diffuse) | https://drive.google.com/file/d/1qHsWbRH5KdDfnKCfbUrQqcFgLg1rdoWC/view?usp=drive_link | https://leelavatiautomation.com/wp-content/uploads/2023/01/OLC18-DP2.pdf
SENSOR | PHOTOELECTRIC |  | OY1TA603P0003 | Wegnlor | Rectangular Plastic | 6000 | PNP NO |  | Plug M12 | Time of Flight | https://drive.google.com/file/d/1vWXhueMMDN5VR5AefyThHs4ECDmq5zk_/view?usp=drive_link | https://www.wenglor.com/en/Sensors/Photoelectronic-Sensors/Laser-Sensors-for-distance-measurement/Laser-Distance-Sensors-Time-of-Flight/Laser-Distance-Sensor-Time-of-Flight/p/OY1TA603P0003
SENSOR | PHOTOELECTRIC |  | PA18CRR50PAM1SA | Carlo gavazzi | Cylinderical,Threaded(Radial) Plastic | 5000 | PNP NO/NC |  | Plug | Retro Reflective | https://drive.google.com/file/d/1R6F19WtBv9L5xjVv1DZuAaqDNDwAD_c6/view?usp=drive_link | https://www.gavazziautomation.com/fileadmin/images/PIM/DATASHEET/ENG/PA18CAR65PAM1SA.pdf
SENSOR | PHOTOELECTRIC |  | PD12CNC01BPM1T | Carlo gavazzi | Cylinderical,Threaded(Radial) Polycarbonate | 1960-02-01 | PNP/NPN NO/NC |  | Plug | Fiber Optic | https://drive.google.com/file/d/1j_AQKJDPS9txKqj_eEBCrbO6mLsGCUdw/view?usp=drive_link | https://www.mouser.in/datasheet/2/1032/PD12CNC04-1805296.pdf
SENSOR | PHOTOELECTRIC |  | PM-K45P | Panasonic | PBT | 6 | NPN Open Collector | 5-24VDC | Cable | U-shaped Micro | https://drive.google.com/file/d/19Y9Ov8PYoiV1-OM42C7HkvT5rmCBv538/view?usp=drive_link | https://industry.panasonic.com/ap/en/products/fasys/sensor/micro/number/pm-k45-p
SENSOR | PHOTOELECTRIC |  | PM-L25 | Panasonic | PBT | 6 | NPN Open Collector | 5-24VDC | Cable | U-shaped Micro | https://drive.google.com/file/d/1OyCAOONRVmujGwfVk2dm1l8TW0-pJLku/view?usp=drive_link | https://na.industrial.panasonic.com/products/sensors/optical-photoelectric-sensors/series/71513/model/74934
SENSOR | PHOTOELECTRIC |  | PM-L45 | Panasonic | PBT | 6 | PNP Open Collector | 5-24VDC |  | U-shaped Micro | https://drive.google.com/file/d/1lJbmK_PH_rG7ylqmvy-jtxBJtS2u2E8I/view?usp=drive_link | https://na.industrial.panasonic.com/products/sensors/industrial-sensors/series/71521/model/74996
SENSOR | PHOTOELECTRIC |  | PM-U25 | Panasonic | PBT | 6 | NPN Open Collector | 5-24VDC | Cable | U-shaped Micro | https://drive.google.com/file/d/1I2e05E4ygWFjvHdH6lFGR8EU8qh-d3k0/view?usp=drive_link | https://na.industrial.panasonic.com/products/industrial-automation/industrial-sensors/series/71513/model/74940
SENSOR | PHOTOELECTRIC |  | PM-Y65 | Panasonic | PBT | 6 | NPN Open Collector | 5-24VDC | Cable | U-shaped Micro(amplifier) | https://drive.google.com/file/d/1xsNjgRP2QcB5E6c_JLqez3HUX6OhCKei/view?usp=drive_link | https://na.industrial.panasonic.com/products/sensors/optical-photoelectric-sensors/series/71507/model/74801
SENSOR | PHOTOELECTRIC |  | PT65002H | IPF | Rectangular Zinc die cast | 100-600 | Analog | 12-28V | Connector | Laser | https://drive.google.com/file/d/1bvuOx0FqhQpaqe5thDFr77TsPhV5fby1/view?usp=drive_link | https://www.ipf-electronic.de/fileadmin/PIM/assets/adb/pt/65/ipf_adb_PT65002H_en.pdf
SENSOR | PHOTOELECTRIC |  | PT730520 | IPF | Rectangular Zinc alloy | 20000 | NPN/PNP Programmable | 12-28V | Connector | Diffuse Reflective | https://drive.google.com/file/d/1EEou5a4COLzl4IHf6xZKFTO-Ic8oyTGx/view?usp=drive_link | https://www.tme.com/Document/9f73c4b85fe32f5d86d31a0413f0b82a/ipf_pdb_PT730520_en.pdf
SENSOR | PHOTOELECTRIC |  | QAL50IPQ | Banner | Rectangular | 200 | PNP Analog | 10-30VDC | Connector | Retro Reflective | https://drive.google.com/file/d/1CMLW704sQotSY2LvJgGbsc3UqqQPqghf/view?usp=drive_link | https://info.bannerengineering.com/cs/groups/public/documents/literature/116551.pdf
SENSOR | PHOTOELECTRIC |  | QS18VN6D | Banner | Rectangular | 450 | NPN | 10-30VDC | Cable | Diffuse | https://drive.google.com/file/d/1f8evqvsM1geIjglfX_M9reGRGUp09I5s/view?usp=drive_link | https://www.bannerengineering.com/us/en/products/part.61651.html
SENSOR | PHOTOELECTRIC |  | QS30LD | Banner | Rectangular | 400 | PNP/NPN | 10-30VDC | Cable | Diffuse | https://drive.google.com/file/d/1FDodUUdb8Uj-fOllI9fabFAXcwBbbhjc/view?usp=drive_link | https://info.bannerengineering.com/cs/groups/public/documents/literature/109027.pdf
SENSOR | PHOTOELECTRIC |  | RL31-54/25/73C/136 | Pepperl+Fuchs | Rectangular Plastic | 12000 | Push/Pull Open Collector |  | Plug | Retro Reflective | https://drive.google.com/file/d/1fntBRPmRAnM0k-k5tEN5x5XXFr70-t7U/view?usp=drive_link | https://files.pepperl-fuchs.com/webcat/navi/productInfo/pds/183810_eng.pdf?v=20240808234919
SENSOR | PHOTOELECTRIC |  | S10-MA-5-CO1-PL | Datasensor | Cylinderical Nickel plated brass | 100 | PNP Open Collector | 10-30VDC |  | Short distance proximity | https://drive.google.com/file/d/1JoLciK9iZxIW1BytXSd1tzGpsBHonZed/view?usp=drive_link | https://www.mouser.in/datasheet/2/650/idec_S10_datasheet-1893997.pdf
SENSOR | PHOTOELECTRIC |  | S5-5-D15-30 | Datasensor | Cylinderical Plastic | 15 | PNP/NPN | 10-30VDC | Cable | Fixed Focus | https://drive.google.com/file/d/19Xoe3dt_BqK3Vyef-GCz800GFWMFfYmH/view?usp=drive_link | https://www.farnell.com/datasheets/305890.pdf?_gl=1*4jlhm4*_gcl_au*MjAxMzMyNjk0NC4xNzIzMTg0OTgx
SENSOR | PHOTOELECTRIC |  | S5N-PA-2-E01-PP | Datasensor | Cylinderical Plastic |  | PNP | 10-30VDC | Cable | Fiber Optic | https://drive.google.com/file/d/1vMbFPXIB94gKKYKh6NZFgVqh77YCBy5F/view?usp=drive_link | https://files.kempstoncontrols.com/files/84b24a8d2b2419acd0a0cfd1ba1df67d/S5N-PA-2-E01-PP.pdf
SENSOR | PHOTOELECTRIC |  | SR-Q50PW | Optex | Rectangular PSF+PBT | 10-300 | PNP | 10-30VDC | Cable | Transparent Object | https://drive.google.com/file/d/1_lwk8UL38vGFU-ba7YqZZcnhIsOI109Z/view?usp=drive_link | https://www.optex-fa.com/products/photo_sensor/transparency/kr_q/index3.html
SENSOR | PHOTOELECTRIC |  | SU-02XP | Fotek | Rectangular Plastic |  | PNP NO | 10-30VDC |  |  | https://drive.google.com/file/d/1MrxblEji0g486r5KUStduGnJcnGC-xoO/view?usp=drive_link | https://www.photosensor.com.tw/Photo%20Sensor/High%20Speed%20U%20Type%20Photo%20Sensor/SU-02XP.htm
SENSOR | PHOTOELECTRIC |  | TOF-3V2000P | Optex | Rectangular Plastic | 401828 | PNP Open Collector |  | Cable | Retro Reflective | https://drive.google.com/file/d/1WLiQAzlSlTsTXTQGF8pLPEVhSUMSd0qs/view?usp=drive_link | https://www.optex-fa.com/products/photo_sensor/bgs/tof/index3.html
SENSOR | PHOTOELECTRIC |  | TOF-3V300P | Optex | Rectangular Plastic | 401828 | PNP Open Collector |  | Cable | Diffuse Reflective | https://drive.google.com/file/d/1WLiQAzlSlTsTXTQGF8pLPEVhSUMSd0qs/view?usp=drive_link | https://www.optex-fa.com/products/photo_sensor/bgs/tof/index3.html
SENSOR | PHOTOELECTRIC |  | UM2-T15DTP | Takex | Rectangular Plastic | 150 | PNP Open Collector |  | Cable | Thru Beam | https://drive.google.com/file/d/1d5kWeODkPid6S4y9UaaQGhT3QtDRG9bB/view?usp=drive_link | https://www.takex-elec.co.jp/en/product/category/14/specification/model/368
SENSOR | PHOTOELECTRIC |  | UM-TL50S | Takex | Rectangular Plastic | 500 | NPN Open Collector |  | Cable | Thru Beam | https://drive.google.com/file/d/1U-WeH1xF0THHeGMxESfpVOVRi745Lo0f/view?usp=drive_link
SENSOR | PHOTOELECTRIC |  | UM-TR15DT | Takex | [6 empty] | https://drive.google.com/file/d/1U-WeH1xF0THHeGMxESfpVOVRi745Lo0f/view?usp=drive_link
SENSOR | PHOTOELECTRIC |  | UM-TR50DS | Takex | [6 empty] | https://drive.google.com/file/d/1U-WeH1xF0THHeGMxESfpVOVRi745Lo0f/view?usp=drive_link
SENSOR | PHOTOELECTRIC |  | UX-R5V | Takex | Cylinderical SUS | 1950-03-01 | NPN Open Collector | 12-24V |  | Diffuse Reflective | https://drive.google.com/file/d/1mCu3Rz6C1sJxzr2pKdihlT7r_lMPhVhm/view?usp=drive_link | https://takex.com/fr/photoelectric-sensors/ux-series
SENSOR | PHOTOELECTRIC |  | UX-R5VPN | Takex | Cylinderical SUS | 1950-03-01 | PNP Open Collector | 12-24V |  | Diffuse Reflective | https://drive.google.com/file/d/1mCu3Rz6C1sJxzr2pKdihlT7r_lMPhVhm/view?usp=drive_link | https://takex.com/fr/photoelectric-sensors/ux-series
SENSOR | PHOTOELECTRIC |  | UX-T50DS | Takex | Cylinderical SUS | 500 | NPN Open Collector | 12-24V | Cable | Thru Beam | https://drive.google.com/file/d/1mCu3Rz6C1sJxzr2pKdihlT7r_lMPhVhm/view?usp=drive_link | https://takex.com/fr/photoelectric-sensors/ux-series
SENSOR | PHOTOELECTRIC |  | UX-T50DSPN | Takex | Cylinderical SUS | 500 | PNP Open Collector | 12-24V | Cable | Thru Beam | https://drive.google.com/file/d/1mCu3Rz6C1sJxzr2pKdihlT7r_lMPhVhm/view?usp=drive_link | https://takex.com/fr/photoelectric-sensors/ux-series
SENSOR | PHOTOELECTRIC |  | UXT50DS | Takex | Cylinderical SUS | 500 | PNP Open Collector | 12-24V | Cable | Thru Beam | https://drive.google.com/file/d/1mCu3Rz6C1sJxzr2pKdihlT7r_lMPhVhm/view?usp=drive_link | https://takex.com/fr/photoelectric-sensors/ux-series
SENSOR | PHOTOELECTRIC |  | V2R-1200 | Optex | Rectangular Plastic | 10-12000 | PNP/NPN | 24-240VAC | Connector | Retro Reflective | https://drive.google.com/file/d/1wv6usoJ_b-H688xFBrDCnYjhmwzLborf/view?usp=drive_link | https://www.optex-fa.com/products/photo_sensor/amp/v2/index3.html
SENSOR | PHOTOELECTRIC |  | V2R-1200CDP(PNP) | Optex | Rectangular Plastic | 10-1200 | PNP/NPN | 24-240VAC | Connector | Retro Reflective | https://drive.google.com/file/d/1wv6usoJ_b-H688xFBrDCnYjhmwzLborf/view?usp=drive_link | https://www.optex-fa.com/products/photo_sensor/amp/v2/index3.html
SENSOR | PHOTOELECTRIC |  | V4T-7000P | Optex | Rectangular Plastic | 70000 | PNP | 10-30VDC | Terminal Block | Thru Beam | https://drive.google.com/file/d/1mwfQZVgeKD32k5qKBNMxXH7Ken-YicxZ/view?usp=drive_link | https://www.optex-fa.com/products/photo_sensor/amp/v3_v4/index3.html
SENSOR | PHOTOELECTRIC |  | VD-300T | Optex | Rectangular Plastic | 3000 | Relay Relay | 12-240VDC,24-240VAC | Terminal Block | Diffuse Reflective | https://drive.google.com/file/d/1Gi7GUmudlzkPnymD-SOGNu9NxXwS1KkI/view?usp=drive_link | https://www.optex-fa.com/products/photo_sensor/amp/v/index3.html
SENSOR | PHOTOELECTRIC |  | VR1000 | Optex | Rectangular Plastic | 10-10000 | Relay Relay | 12-240VDC,24-240VAC | Terminal Block | Retro Reflective | https://drive.google.com/file/d/1Q62ZTuoSy6NDtsImxhp4mNk81eCdqn6J/view?usp=drive_link | https://www.optex-fa.com/products/photo_sensor/amp/v/index3.html
SENSOR | PHOTOELECTRIC |  | WTB4S-3N1361 | Sick | Rectangular Plastic | 10-180 |  |  | Cable |  | https://drive.google.com/file/d/1ivNADW2syyL0lsqcyvAqOhdQaIwvma4M/view?usp=drive_link | https://www.sick.com/us/en/catalog/products/detection-sensors/photoelectric-sensors/w4/wtb4s-3n1361/p/p222100
SENSOR | PHOTOELECTRIC |  | Z2D-80P | Optex | Rectangular Plastic | 1000 | PNP Open Collector | 10-30VDC | Cable | Diffuse Reflective | https://drive.google.com/file/d/14_onyF3NrqzchjG94dbUS3uuEluVP2bv/view?usp=drive_link | https://www.optex-fa.com/products/photo_sensor/amp/z2/index3.html
SENSOR | PHOTOELECTRIC |  | Z2T-2000P | Optex | Rectangular Plastic | 25000 | PNP Open Collector | 10-30VDC | Connector | Thru Beam | https://drive.google.com/file/d/14_onyF3NrqzchjG94dbUS3uuEluVP2bv/view?usp=drive_link | https://www.optex-fa.com/products/photo_sensor/amp/z2/index3.html
SENSOR | PHOTOELECTRIC |  | Z3D100P | Optex | Rectangular Plastic | 1000 | PNP Open Collector | 10-30VDC | Connector | Diffuse Reflective | https://drive.google.com/file/d/14_onyF3NrqzchjG94dbUS3uuEluVP2bv/view?usp=drive_link | https://www.optex-fa.com/products/photo_sensor/amp/z3/index3.html
SENSOR | PHOTOELECTRIC |  | Z3T-D(1417H) | Optex | [6 empty] | https://drive.google.com/file/d/14_onyF3NrqzchjG94dbUS3uuEluVP2bv/view?usp=drive_link
SENSOR | PHOTOELECTRIC |  | ZR350P | Optex | Rectangular Plastic | 3500 | PNP Open Collector | 10-30VDC | Cable | Polarized Retro Reflective | https://drive.google.com/file/d/1fKDO6zQWeLXm7iz67WvS8goHGs_pi3jm/view?usp=drive_link | https://www.optex-fa.com/products/discontinue/pdf/z_catalogue.pdf
SENSOR | PHOTOELECTRIC |  | ZRL-1000P | Optex | Rectangular Plastic | 200-10000 | PNP Open Collector | 10-30VDC | Cable | Retro Reflective | https://drive.google.com/file/d/1r9wf4yZd1E7KQfLQE1rwhM8ZMBpp6c10/view?usp=drive_link | https://www.optex-fa.com/products/photo_sensor/laser/z_l/index3.html
SENSOR | PHOTOELECTRIC |  | ZR-QX200P | Optex | Rectangular Plastic | 2000 | PNP Open collector | 10-30VDC | Cable | Retro Reflective | https://drive.google.com/file/d/1Ii9hNylfSfwQWjp0f4LWn442PPvxTnfO/view?usp=drive_link | https://www.ramcoi.com/itemdetail/ZR-QX200P
SENSOR | PHOTOELECTRIC |  | FQ01BSD2K | IDEC
SENSOR | PHOTOELECTRIC |  | FQ05D2 | Infra |  | 25-100 | Relay |  | Cable | Diffuse Reflective | https://drive.google.com/file/d/1L_B_7LBV7RYyJ8p5JmhviHrU9xeyxwSt/view?usp=drive_link
SENSOR | PHOTOELECTRIC |  | FW05BSD3 | Infra | Rectangular Plastic | 3000 | PNP/NPN NO/NC |  | Cable | Background Suppression
SENSOR | COLOR/MARK/LUMINESCENCE |  | LD32CND15PPT | Carlo gavazzi | Rectangular,Plastic | 60-150 | PNP |  | Cable | Diffuse Reflective | https://drive.google.com/file/d/1dmkuVNmS60xYJD3bR_vrR-Js6JSj-zMI/view?usp=drive_link | https://www.gavazzionline.com/pdf/LD32CND15PPM5T.eng.pdf
SENSOR | COLOR/MARK/LUMINESCENCE |  | LD32CNP10PPT | Carlo gavazzi | Rectangular,Plastic | 1000 | NPN/PNP, NO/NC |  | Cable |  | https://drive.google.com/file/d/1dmkuVNmS60xYJD3bR_vrR-Js6JSj-zMI/view?usp=drive_link | https://www.gavazzionline.com/pdf/LD32CNP10PPM5T.eng.pdf
SENSOR | COLOR/MARK/LUMINESCENCE |  | ESE-10N | Akusense | Rectangular | 10 | NPN,Open Collector |  |  | Diffuse Refletive | https://drive.google.com/file/d/1chTbCYhpyVWgp5A7Bcwg0jm_DXfE4Q6z/view?usp=drive_link | https://static.akusense.cn/202408/a82bf721-4473-4a76-8fdb-cee029ddd8d9.pdf
SENSOR | COLOR/MARK/LUMINESCENCE |  | MR90V | Infra | [6 empty] | https://drive.google.com/file/d/1_83aJz0ncY7kj7U7F-Za0UMtnFTbZgfH/view?usp=drive_link
SENSOR | COLOR/MARK/LUMINESCENCE |  | MR-PH-186 | Indian
SENSOR | COLOR/MARK/LUMINESCENCE |  | R58ECRGB2 | Banner |  |  | NPN |  | Cable |  | https://drive.google.com/file/d/1E3ytZ9gRPBo4ThWW58ExHd3uSKmttK9E/view?usp=drive_link | https://info.bannerengineering.com/cs/groups/public/documents/literature/122928.pdf
SENSOR | COLOR/MARK/LUMINESCENCE |  | TL50-W-815 | Datasensor | Rectangular,Plastic | 9 | PNP/NPN,100mA |  | Connector M12 | Mark | https://drive.google.com/file/d/1toEInE5GzRuv-moq9J25CQ0kDPoCzVVT/view?usp=drive_link | https://www.farnell.com/datasheets/4385600.pdf
SENSOR | COLOR/MARK/LUMINESCENCE |  | TLu-011 | Datasensor | Rectangular,Plastic | 9 | NPN |  | Cable | Mark | https://drive.google.com/file/d/1kzVAq0EPTzHF58hCkwVQR_xAX7peswIQ/view?usp=drive_link | https://www.farnell.com/datasheets/482404.pdf?_gl=1*ifagv0*_gcl_aw*R0NMLjE3MjY2NjEzMzAuQ2owS0NRanc5S20zQmhEakFSSXNBR1ViNG54R1kybGk5dDd0RjBXZWdrRm1vM3ZiTVAyanVoN1B0dHRBNlY4SVBTMXFOZXBYNmxRZU1Ya2FBb1h6RUFMd193Y0I.*_gcl_au*MjAxMzMyNjk0NC4xNzIzMTg0OTgx
SENSOR | COLOR/MARK/LUMINESCENCE |  | UVX-300 | EMX | Rectangular,Plastic | 20-350 | PNP/NPN |  | Cable | Luminescence | https://drive.google.com/file/d/1cEMANKuA77kd7fvqxAoFN1wOyQQuAV8s/view?usp=drive_link | https://www.emxindustrialsensors.com/industrial-sensors/industrial-sensors-folder/manuals/uvx-300.pdf
SENSOR | COLOR/MARK/LUMINESCENCE |  | UVX30-TP | EMX | Rectangular,Plastic | 28 | Analog,0-5V |  | Connector M12 |  | https://drive.google.com/file/d/1kyF3sv-jgP6pLYPOj-PL264ElkFB2W7c/view?usp=drive_link | https://www.emxindustrialsensors.com/industrial-sensors/industrial-sensors-folder/manuals/uvx-300.pdf
SENSOR | PHOTOELECTRIC |  | IFMOJ5148 | IFM | Rectangular,Plastic | 15-400 | PNP | 10-30VDC | Connector | Background Supression | https://drive.google.com/file/d/1k9UtqduYAK6T352T2v9NGqwQhi9goJbE/view?usp=drive_link | https://www.ifm.com/in/en/product/OJ5148
SENSOR | FORK |  | FOM80PNSCV8 | Selet | Rectangular,Plastic | 80 | PNP/NPN ,NO/NC | 10-30VDC | Connector M8 | Photoelectric | https://drive.google.com/file/d/1v19P7woJY_hIsp8WY5BDfzIx-N55Ln0f/view?usp=drive_link | https://www.nexinstrument.com/FOM80PNSCV8
SENSOR | FORK |  | FOV02PNSCV8 | Selet | Rectangular,Plastic | 2 | PNP/NPN ,NO/NC | 10-30VDC | Connector M8 | Photoelectric | https://drive.google.com/file/d/1v19P7woJY_hIsp8WY5BDfzIx-N55Ln0f/view?usp=drive_link | https://files.kempstoncontrols.com/files/a9aaecbaa653c57dda8af010e2ff8719/FOV02PNSCV8.pdf
SENSOR | FORK |  | FOV03PNSCV8 | Selet | Rectangular,Plastic | 3 | PNP/NPN ,NO/NC | 10-30VDC | Connector M8 | Photoelectric | https://drive.google.com/file/d/1v19P7woJY_hIsp8WY5BDfzIx-N55Ln0f/view?usp=drive_link | https://files.kempstoncontrols.com/files/a9aaecbaa653c57dda8af010e2ff8719/FOV02PNSCV8.pdf
SENSOR | FORK |  | FOV20PNOV6 | Selet | Rectangular,Plastic | 20 | PNP/NPN | 10-30VDC |  | Photoelectric | https://drive.google.com/file/d/1v19P7woJY_hIsp8WY5BDfzIx-N55Ln0f/view?usp=drive_link | https://files.kempstoncontrols.com/files/a9aaecbaa653c57dda8af010e2ff8719/FOV02PNSCV8.pdf
SENSOR | FORK |  | XUVU06M3KSNM8 | Telemecanique | Rectangular,Metal |  | PNP/NPN,4 wire | 12-24VDC |  | Thru Beam | https://drive.google.com/file/d/16f41ktvAfW56FBLLZY-lnOltGHgiiVjt/view?usp=drive_link | https://www.mouser.in/datasheet/2/1544/XUVU06M3KSNM8_document-3426480.pdf
SENSOR | FORK |  | XUVE04M3KSNM8 | Telemecanique | Rectangular,Metal | 40 | PNP/NPN,4 wire | 12-24VDC |  |  | https://drive.google.com/file/d/1azUkA78mEQsDewfkxGdi4mUtpm1bY56E/view?usp=drive_link | https://www.ops-ecat.schneider-electric.com/ecat/downloadPdf.do?conf=sensors&prd_id=XUVE04M3KSNM8&scp_id=WW_en
SENSOR | FORK |  | SL-30 | Banner | [6 empty] | https://drive.google.com/file/d/1_82TqW8RsjVGYV5vZke6UjGEYEsPJR_z/view?usp=drive_link
SENSOR | FORK |  | SR21-IR | Datasensor | Rectangular |  | NPN/PNP |  | M8 Connector |  | https://drive.google.com/file/d/1lQHSbSkKtH-rchH5gXZqbbUYfFuR1ECM/view?usp=drive_link | https://www.farnell.com/datasheets/482408.pdf?_gl=1*jvuprq*_gcl_aw*R0NMLjE3MjY2NjEzMzAuQ2owS0NRanc5S20zQmhEakFSSXNBR1ViNG54R1kybGk5dDd0RjBXZWdrRm1vM3ZiTVAyanVoN1B0dHRBNlY4SVBTMXFOZXBYNmxRZU1Ya2FBb1h6RUFMd193Y0I.*_gcl_au*MjAxMzMyNjk0NC4xNzIzMTg0OTgx
SENSOR | FORK |  | FOV30PNSCC5 | Selet | Rectangular | 30 | PNP/NPN, NO/NC |  | Connector M12 | Photoelectric | https://drive.google.com/file/d/1v19P7woJY_hIsp8WY5BDfzIx-N55Ln0f/view?usp=drive_link | https://www.nexinstrument.com/FOV30PNSCC5
SENSOR | FORK |  | FOV50PNSCC5 | Selet | Rectangular | 50 | PNP/NPN ,NO/NC |  | Connector M12 | Photoelectric | https://drive.google.com/file/d/1v19P7woJY_hIsp8WY5BDfzIx-N55Ln0f/view?usp=drive_link | https://www.nexinstrument.com/FOV30PNSCC6
SENSOR | FORK |  | 1471DU10EP-2M | Carlo gavazzi | Rectangular | 10 | PNP |  | Cable | Inductive
SENSOR | FORK |  | DU6E | Carlo gavazzi | Rectangular | 6 |  |  | Cable | Inductive | https://drive.google.com/file/d/16JcZozSkNui5DpfBzJ_IhA2K8ddMYAVB/view?usp=drive_link | https://www.mouser.com/datasheet/2/1032/DU10Eq-1805140.pdf
SENSOR | RING |  | B01AN100NO | Selet | Rectangular | 100 | NPN NO | 10-30VDC | Cable | Inductive | https://drive.google.com/file/d/105UOfu9A78p7WTn_sUTAKksagjqWhgp7/view?usp=drive_link | http://www.selet.it/uploads/cataloghi/b2aaa-anelli.pdf
SENSOR | RING |  | B01AN100NOC5 | Selet | Rectangular | 100 | NPN NO | 10-30VDC | Connector M12 | Inductive | https://drive.google.com/file/d/105UOfu9A78p7WTn_sUTAKksagjqWhgp7/view?usp=drive_link | http://www.selet.it/uploads/cataloghi/b2aaa-anelli.pdf
SENSOR | RING |  | B01AN10NCV6 | Selet | Rectangular | 10 | NPN NC | 10-30VDC | Connector 3 pole M8 | Inductive | https://drive.google.com/file/d/105UOfu9A78p7WTn_sUTAKksagjqWhgp7/view?usp=drive_link | http://www.selet.it/uploads/cataloghi/b2aaa-anelli.pdf
SENSOR | RING |  | B01AN10NO | Selet | Rectangular | 10 | NPN NO | 10-30VDC | Cable | Inductive | https://drive.google.com/file/d/105UOfu9A78p7WTn_sUTAKksagjqWhgp7/view?usp=drive_link | http://www.selet.it/uploads/cataloghi/b2aaa-anelli.pdf
SENSOR | RING |  | B01AN10NOV6 | Selet | Rectangular | 10 | NPN NO | 10-30VDC | Connector 3 pole M8 | Inductive | https://drive.google.com/file/d/105UOfu9A78p7WTn_sUTAKksagjqWhgp7/view?usp=drive_link | http://www.selet.it/uploads/cataloghi/b2aaa-anelli.pdf
SENSOR | RING |  | B01AN10PO | Selet | Rectangular | 10 | PNP NO | 10-30VDC | Cable | Inductive | https://drive.google.com/file/d/105UOfu9A78p7WTn_sUTAKksagjqWhgp7/view?usp=drive_link | http://www.selet.it/uploads/cataloghi/b2aaa-anelli.pdf
SENSOR | RING |  | B01AN10POV6 | Selet | Rectangular | 10 | PNP NO | 10-30VDC | Connector 3 pole M8 | Inductive | https://drive.google.com/file/d/105UOfu9A78p7WTn_sUTAKksagjqWhgp7/view?usp=drive_link | http://www.selet.it/uploads/cataloghi/b2aaa-anelli.pdf
SENSOR | RING |  | B01AN15PO | Selet | Rectangular | 15 | PNP NO | 10-30VDC | Cable | Inductive | https://drive.google.com/file/d/105UOfu9A78p7WTn_sUTAKksagjqWhgp7/view?usp=drive_link | http://www.selet.it/uploads/cataloghi/b2aaa-anelli.pdf
SENSOR | RING |  | B01AN22PO | Selet | Rectangular | 22 | PNP NO | 10-30VDC | Cable | Inductive | https://drive.google.com/file/d/105UOfu9A78p7WTn_sUTAKksagjqWhgp7/view?usp=drive_link | http://www.selet.it/uploads/cataloghi/b2aaa-anelli.pdf
SENSOR | RING |  | B01AN3NO | Selet | Rectangular | 3 | NPN NO | 10-30VDC | Cable | Inductive | https://drive.google.com/file/d/105UOfu9A78p7WTn_sUTAKksagjqWhgp7/view?usp=drive_link | http://www.selet.it/uploads/cataloghi/b2aaa-anelli.pdf
SENSOR | RING |  | B01AN44NO | Selet | Rectangular | 44 | NPN NO | 10-30VDC | Cable | Inductive | https://drive.google.com/file/d/105UOfu9A78p7WTn_sUTAKksagjqWhgp7/view?usp=drive_link | http://www.selet.it/uploads/cataloghi/b2aaa-anelli.pdf
SENSOR | RING |  | B01AN44PO | Selet | Rectangular | 44 | PNP NO | 10-30VDC | Cable | Inductive | https://drive.google.com/file/d/105UOfu9A78p7WTn_sUTAKksagjqWhgp7/view?usp=drive_link | http://www.selet.it/uploads/cataloghi/b2aaa-anelli.pdf
SENSOR | RING |  | B01AN5POV6 | Selet | Rectangular | 5 | PNP NO | 10-30VDC | Connector 3 pole M8 | Inductive | https://drive.google.com/file/d/105UOfu9A78p7WTn_sUTAKksagjqWhgp7/view?usp=drive_link | http://www.selet.it/uploads/cataloghi/b2aaa-anelli.pdf
SENSOR | RING |  | B01AN63NO | Selet | Rectangular | 63 | NPN NO | 10-30VDC | Cable | Inductive | https://drive.google.com/file/d/105UOfu9A78p7WTn_sUTAKksagjqWhgp7/view?usp=drive_link | http://www.selet.it/uploads/cataloghi/b2aaa-anelli.pdf
SENSOR | RING |  | B01AN63PO | Selet | Rectangular | 63 | PNP NO | 10-30VDC | Cable | Inductive | https://drive.google.com/file/d/105UOfu9A78p7WTn_sUTAKksagjqWhgp7/view?usp=drive_link | http://www.selet.it/uploads/cataloghi/b2aaa-anelli.pdf
SENSOR | RING |  | B01AN22NO | Selet | Rectangular | 22 | NPN NO | 10-30VDC | Cable | Inductive | https://drive.google.com/file/d/105UOfu9A78p7WTn_sUTAKksagjqWhgp7/view?usp=drive_link | http://www.selet.it/uploads/cataloghi/b2aaa-anelli.pdf
SENSOR | RING |  | B01AN44PSC | Selet | Rectangular | 44 | PNP NO+NC | 10-30VDC | Cable | Inductive | https://drive.google.com/file/d/105UOfu9A78p7WTn_sUTAKksagjqWhgp7/view?usp=drive_link | http://www.selet.it/uploads/cataloghi/b2aaa-anelli.pdf
SENSOR | RING |  | B01AN5NO | Selet | Rectangular | 5 | NPN NO | 10-30VDC | Cable | Inductive | https://drive.google.com/file/d/105UOfu9A78p7WTn_sUTAKksagjqWhgp7/view?usp=drive_link | http://www.selet.it/uploads/cataloghi/b2aaa-anelli.pdf
SENSOR | RING |  | B01AN5NOV6 | Selet | Rectangular | 5 | NPN NO | 10-30VDC | Connector 3 pole M8 | Inductive | https://drive.google.com/file/d/105UOfu9A78p7WTn_sUTAKksagjqWhgp7/view?usp=drive_link | http://www.selet.it/uploads/cataloghi/b2aaa-anelli.pdf
SENSOR | RING |  | B01AN5PO | Selet | Rectangular | 5 | PNP NO | 10-30VDC | Cable | Inductive | https://drive.google.com/file/d/105UOfu9A78p7WTn_sUTAKksagjqWhgp7/view?usp=drive_link | http://www.selet.it/uploads/cataloghi/b2aaa-anelli.pdf
SENSOR | RING |  | B01AN5POC5 | Selet | Rectangular | 5 | PNP NO | 10-30VDC | Connector M12 | Inductive | https://drive.google.com/file/d/105UOfu9A78p7WTn_sUTAKksagjqWhgp7/view?usp=drive_link | http://www.selet.it/uploads/cataloghi/b2aaa-anelli.pdf
SENSOR | RING |  | B01AN63POC5 | Selet | Rectangular | 63 | PNP NO | 10-30VDC | Connector M12 | Inductive | https://drive.google.com/file/d/105UOfu9A78p7WTn_sUTAKksagjqWhgp7/view?usp=drive_link | http://www.selet.it/uploads/cataloghi/b2aaa-anelli.pdf
SENSOR | RING |  | B01AN30NOV6 | Selet | Rectangular | 30 | NPN NO | 10-30VDC | Connector 3 pole M8 | Inductive | https://drive.google.com/file/d/105UOfu9A78p7WTn_sUTAKksagjqWhgp7/view?usp=drive_link | http://www.selet.it/uploads/cataloghi/b2aaa-anelli.pdf
SENSOR | RING |  | B01AN15NOC5 | Selet | Rectangular | 15 | NPN NO | 10-30VDC | Connector M12 | Inductive | https://drive.google.com/file/d/105UOfu9A78p7WTn_sUTAKksagjqWhgp7/view?usp=drive_link | http://www.selet.it/uploads/cataloghi/b2aaa-anelli.pdf
SENSOR | RING |  | B01AN22NOC5 | Selet | Rectangular | 22 | NPN NO | 10-30VDC | Connetor M12 | Inductive | https://drive.google.com/file/d/105UOfu9A78p7WTn_sUTAKksagjqWhgp7/view?usp=drive_link | http://www.selet.it/uploads/cataloghi/b2aaa-anelli.pdf
SENSOR | RING |  | B01AN22NOV6 | Selet | Rectangular | 22 | NPN NO | 10-30VDC | Connector 3 pole M8 | Inductive | https://drive.google.com/file/d/105UOfu9A78p7WTn_sUTAKksagjqWhgp7/view?usp=drive_link | http://www.selet.it/uploads/cataloghi/b2aaa-anelli.pdf
SENSOR | RING |  | B01AN22POV6-SP62 | Selet | Rectangular | 22 | PNP NO | 10-30VDC | Connector 3 pole M8 | Inductive | https://drive.google.com/file/d/105UOfu9A78p7WTn_sUTAKksagjqWhgp7/view?usp=drive_link | http://www.selet.it/uploads/cataloghi/b2aaa-anelli.pdf
SENSOR | RING |  | B01AN30POV6 | Selet | Rectangular | 30 | PNP NO | 10-30VDC | Connector 3 pole M8 | Inductive | https://drive.google.com/file/d/105UOfu9A78p7WTn_sUTAKksagjqWhgp7/view?usp=drive_link | http://www.selet.it/uploads/cataloghi/b2aaa-anelli.pdf
SENSOR | RING |  | B01AN3PO | Selet | Rectangular | 3 | PNP NO | 10-30VDC | Cable | Inductive | https://drive.google.com/file/d/105UOfu9A78p7WTn_sUTAKksagjqWhgp7/view?usp=drive_link | http://www.selet.it/uploads/cataloghi/b2aaa-anelli.pdf
SENSOR | RING |  | B01AN63NOC5 | Selet | Rectangular | 63 | NPN NO | 10-30VDC | Connector M12 | Inductive | https://drive.google.com/file/d/105UOfu9A78p7WTn_sUTAKksagjqWhgp7/view?usp=drive_link | http://www.selet.it/uploads/cataloghi/b2aaa-anelli.pdf
SENSOR | RING |  | A01AN5V6-SF62 | Selet | Rectangular | 5 | Namur | 10-30VDC | Connector 3 pole M8 | Inductive | https://drive.google.com/file/d/105UOfu9A78p7WTn_sUTAKksagjqWhgp7/view?usp=drive_link | http://www.selet.it/uploads/cataloghi/b2aaa-anelli.pdf
SENSOR | RING |  | A01AN5V6-SP62 | Selet | Rectangular | 5 | Namur | 10-30VDC | Connector 3 pole M8 | Inductive | https://drive.google.com/file/d/105UOfu9A78p7WTn_sUTAKksagjqWhgp7/view?usp=drive_link | http://www.selet.it/uploads/cataloghi/b2aaa-anelli.pdf
SENSOR | RING |  | A01AN5V6 | Selet | Rectangular | 5 | Namur | 10-30VDC | Connector 3 pole M8 | Inductive | https://drive.google.com/file/d/105UOfu9A78p7WTn_sUTAKksagjqWhgp7/view?usp=drive_link | http://www.selet.it/uploads/cataloghi/b2aaa-anelli.pdf
SENSOR | AREA |  | Eagle-5 | Bea | 50.8 mm × 50.8 mm | 198 cm to 351 cm
SENSOR | AREA |  | IXIO DT 1 | Bea | 24 spots (2” × 2” each) |  |  |  | Relay |  | https://drive.google.com/file/d/1yrTtwhsxJb_lkRc9crWaXZq4ZjcZ0DIk/view?usp=drive_link | https://us.beasensors.com/files/downloads/products/ixio-dt1/cut-sheets/en/79.0189.25.EN-IXIO-DT1-20230920.pdf
SENSOR | AREA |  | LZR-FLATSCAN RS305 | Bea |  | 4000 |  |  | Relay |  | https://drive.google.com/file/d/1CPJ74bxb0OR84N_th3YNbDjKi9susd6v/view?usp=drive_link | https://cdn-asia.beasensors.com/uploads/2018/03/DS_FLATSCAN-RS305_EN_V1.pdf
SENSOR | AREA |  | NA1-11PN | Panasonic | 100 | 170-1000 |  |  | Cable |  | https://drive.google.com/file/d/1D19psbouWAe-zz_JisDqgESdisC8Ns56/view?usp=drive_link | https://na.industrial.panasonic.com/products/industrial-automation/machine-safety-area-sensors/lineup/area-sensors/series/71508/model/74781
SENSOR | AREA |  | SS10-T16 | Takex | 150 | 2 |  |  | Cable |  | https://drive.google.com/file/d/1UxLQdbLRkdR0Yiowj5HKY6oQkD7ndw25/view?usp=drive_link | https://takex.com/storage/series_download/Cat_SS10_en.pdf
SENSOR | AREA |  | SS10-T16-PN | Takex | 150 | 2 |  |  | Cable |  | https://drive.google.com/file/d/1UxLQdbLRkdR0Yiowj5HKY6oQkD7ndw25/view?usp=drive_link | https://takex.com/storage/series_download/Cat_SS10_en.pdf
SENSOR | AREA |  | SSC-TR810 | Takex | 150 | 150/180 | PNP |  | Cable |  | https://drive.google.com/file/d/1oKWWJstu8y_DIO31ZFiS37llfJDf5DEB/view?usp=drive_link
SENSOR | AREA |  | XIT3 | Takex | [6 empty] | https://drive.google.com/file/d/1zfAPAJzqgj8DDu298R5BK9jiDry-Ia8-/view?usp=drive_link
SENSOR | AREA |  | TBD-DB204MA | Takex
SENSOR | LEVEL |  | CLD2EA1C230 | Carlo gavazzi | Rectangular |  | Relay | 195-265VAC | Screw terminals | Conductive | https://drive.google.com/file/d/1lA0l0fRgOIs-Xgm8h1G52rGylI01jjKh/view?usp=drive_link | https://www.gavazziautomation.com/fileadmin/images/PIM/DATASHEET/ENG/CLD2EA%20CLP2EA_EN.pdf
SENSOR | LEVEL |  | CLE1K | Carlo gavazzi | Rectangular | 1000 |  |  | Screw terminals | Conductive | https://drive.google.com/file/d/1TCmonYZ33n0uccUK348tiI3ZuhzeJZ-Q/view?usp=drive_link | https://www.gavazziautomation.com/fileadmin/images/PIM/DATASHEET/ENG/CLH5.pdf
SENSOR | LEVEL |  | CLE2K | Carlo gavazzi | Rectangular | 2000 |  |  | Screw terminals | Conductive | https://drive.google.com/file/d/1TCmonYZ33n0uccUK348tiI3ZuhzeJZ-Q/view?usp=drive_link | https://www.gavazziautomation.com/fileadmin/images/PIM/DATASHEET/ENG/CLH5.pdf
SENSOR | LEVEL |  | CLH5 | Carlo gavazzi | Rectangular |  |  |  | Screw terminals | Conductive | https://drive.google.com/file/d/1EzrqkP4_9SAcjOV7NR9qNDod7ifWIIIc/view?usp=drive_link | https://www.gavazziautomation.com/fileadmin/images/PIM/DATASHEET/ENG/CLH5.pdf
SENSOR | LEVEL |  | dbk+4/Empf/M12/3BEE/ M18 | Microsonic | Cylinderical |  | NPN NO/NC | 20-30VDC | Cable | Ultrasonic | https://drive.google.com/file/d/14ARkNroZfLK-ulbT2VxBBybUp0JOQ9se/view?usp=drive_link | https://www.microsonic.de/DWD/_111327/pdf/1033/microsonic_dbk+4_Empf_M12_3BEE_%20M18.pdf
SENSOR | MAGNETIC |  | ILMM590 | Carlo gavazzi | Cylinderical | 28 | NO/NC(Reed Switch) |  | Cable | Magnetic | https://drive.google.com/file/d/1rYpzi72HtZlqoS1mD8NUAyqP64hs_Yop/view?usp=drive_link | https://www.gavazziautomation.com/fileadmin/images/PIM/DATASHEET/ENG/ILMM%20DS%20ENG%20190118.pdf
SENSOR | MAGNETIC |  | ILMM5S2 | Carlo gavazzi | Cylinderical | 28 | NC |  | Cable | Magnetic | https://drive.google.com/file/d/1zByXWpixEbT1evryiR_CKP8mO1wGo1CE/view?usp=drive_link | https://www.gavazziautomation.com/fileadmin/images/PIM/DATASHEET/ENG/ILMM%20DS%20ENG%20190118.pdf
SENSOR | MAGNETIC |  | ILMPU.5 | Carlo gavazzi | Cylinderical |  | NO/NC |  | Cable | Magnetic | https://drive.google.com/file/d/1x86LK7nk1uB9DsgeYAOe0g5E0LQI9bum/view?usp=drive_link | https://www.gavazziautomation.com/fileadmin/images/PIM/DATASHEET/ENG/ILMPU_ILMU_ILU%20eng.pdf
SENSOR | MAGNETIC |  | ILSP8 | Carlo gavazzi | Cylinderical | 44 | NO/NC |  | Cable | Magnetic | https://drive.google.com/file/d/1XQ9VQ_Lhb0PuVphqFtkacHKf7luVkmLv/view?usp=drive_link | https://www.gavazziautomation.com/fileadmin/images/PIM/DATASHEET/ENG/ILSP%20eng.pdf
SENSOR | MAGNETIC |  | ILU.2 | Carlo gavazzi | Cylinderical | 45 | NO change over |  | Cable | Magnetic | https://drive.google.com/file/d/1FxwXZNceVh8IpAubXCNODDlOR8em-xYy/view?usp=drive_link | https://www.gavazziautomation.com/fileadmin/images/PIM/DATASHEET/ENG/ILMPU_ILMU_ILU%20eng.pdf
SENSOR | LEVEL |  | N620312F | Selet | [5 empty] | Connector
SAFETY | MAGNETIC |  | SMS-01 | Carlo gavazzi |  | 10 | NO+NC |  | Cable | Magnetic(safety) | https://drive.google.com/file/d/11xIjqV8raIRyJ1wk9iphwqHPp-G6Ujjb/view?usp=drive_link | https://www.gavazzionline.com/pdf/sms01.pdf
SAFETY | MAGNETIC |  | SMS02LD | Carlo gavazzi |  | 20 | NO+NC |  | Cable | Magnetic(safety) | https://drive.google.com/file/d/11xIjqV8raIRyJ1wk9iphwqHPp-G6Ujjb/view?usp=drive_link | https://www.gavazzionline.com/pdf/sms01.pdf
SAFETY | MAGNETIC |  | SMS-A2P-02 | Carlo gavazzi |  |  | NO+NC |  | Cable | Magnetic(safety) | https://drive.google.com/file/d/11xIjqV8raIRyJ1wk9iphwqHPp-G6Ujjb/view?usp=drive_link
SENSOR | LEVEL |  | TIMRB82100-02 | Texelco
SENSOR | LEVEL |  | TRS54224 | Texelco
SENSOR | LEVEL |  | UA18CAD09NKTI | Carlo gavazzi | Cylinderical | 18 | NPN | 15-30VDC | Cable | Ultrasonic | https://drive.google.com/file/d/1v_zKCRhH499cCf4gjM_LjJs6vkgAy7J3/view?usp=drive_link | https://www.gavazziautomation.com/fileadmin/images/PIM/DATASHEET/ENG/UA18CAD04NGM1TI.pdf
SENSOR | LEVEL |  | UA18CLD05AKM1TR | Carlo gavazzi | Cylinderical | 60-500 | 0-10V | 15-30VDC | Plug M12 | Ultrasonic | https://drive.google.com/file/d/1QwYyXmsrnfqqmFJjRmWNtif5mfSTSWXf/view?usp=drive_link | https://alliance-a.com/carlo-gavazzi-ultrasonic-diffuse-sensor-analogue-output-type-m18-and-m30.html
SENSOR | LEVEL |  | UA18CLD06POM1 | Carlo gavazzi | Cylinderical | 100-600 | PNP | 15-30VDC | Pig tail | Ultrasonic | https://drive.google.com/file/d/1zfRKDK9Hcf7AIwEaSiNXBQUuVnxhZkjp/view?usp=drive_link | https://alliance-a.com/ultrasonic-diffuse-sensor-ua18cld06pom1.html
SENSOR | LEVEL |  | UA30CAD35PKM1T1 | Carlo gavazzi | Cylinderical | 250-3500 | PNP | 15-30VDC | Plug M12 | Ultrasonic | https://drive.google.com/file/d/1cjVW8IT2OmpmRoI4Pht2tE59OnCNfBvB/view?usp=drive_link | https://www.sordselectric.com/media/downloads/Carlo_Gavazzi_Ultrasonic_UA30CAD35_GK.pdf
SENSOR | LEVEL |  | UA30CLD15FGM7 | Carlo gavazzi | Cylinderical | 150-1500 | Analog | 15-30VDC | M16 | Ultrasonic (Diffuse) | https://drive.google.com/file/d/1ZG-mKj8fmT4gTekjBb21c65uvBZ7_G2e/view?usp=drive_link
SENSOR | LEVEL |  | UA30CLD35AKM1T1 | Carlo gavazzi | Cylinderical |  |  | 15-30VDC |  |  | https://drive.google.com/file/d/1ZG-mKj8fmT4gTekjBb21c65uvBZ7_G2e/view?usp=drive_link | https://www.sordselectric.com/media/downloads/Carlo_Gavazzi_Ultrasonic_UA30CAD35_GK.pdf
SENSOR | LEVEL |  | UA30CLD35AKM1TR | Carlo gavazzi | Cylinderical | 300-3500 | 0-10V | 15-30VDC | M12 Plug | Ultrasonic | https://drive.google.com/file/d/1ZG-mKj8fmT4gTekjBb21c65uvBZ7_G2e/view?usp=drive_link | https://alliance-a.com/carlo-gavazzi-ultrasonic-diffuse-sensor-analogue-output-type-m18-and-m30-12.html
SENSOR | LEVEL |  | UC80CND60AKM1TR | Carlo gavazzi | Cylinderical | 60-6000 | 0-10V | 15-30VDC | M12 Plug | Ultrasonic |  | https://www.sordselectric.com/media/downloads/Carlo_Gavazzi_Ultrasonic_Sensor_UC80CND60_GK.pdf
SENSOR | LEVEL |  | UC80CND60PPM1TR | Carlo gavazzi | Cylinderical | 60-600 | PNP NO/NC | 15-30VDC | M12 Plug | Ultrasonic |  | https://www.sordselectric.com/media/downloads/Carlo_Gavazzi_Ultrasonic_Sensor_UC80CND60_NPN_PNP.pdf
SENSOR | LEVEL |  | US-1AH | Takex | Rectangular | 80-1000 | Analog 0.6-10V |  |  | Reflective | https://drive.google.com/file/d/1IO7qpExF2iKNicS0Ytq5p6maAAdUilGi/view?usp=drive_link | https://takex.com/us/ultrasonic-sensors/us-series
SENSOR | LEVEL |  | UT2F/G6-0ESY | MD Microdetectors |  | 350-6000 | PNP NO/NC |  | M12 Plug | Ultrasonic | https://drive.google.com/file/d/1jxzdgPOsTbmSpxW1gwiptpzlEhMMPzCB/view?usp=drive_link | https://www.em.co.za/core/media/media.nl?id=17396960&c=4501092&h=AJEiir89tc5GYCpigtGkWOxMXnVKjrx4z__H_JgMGVqVZiFi
SENSOR | LEVEL |  | VF01CRA-5M | Carlo gavazzi |  | 5000 |  |  | Cable | Float
SENSOR | LEVEL |  | VMT-16M | Indian | [6 empty] | https://drive.google.com/file/d/18BYD6zGyK0cX--r00B5oZ93BzVR1Wmk_/view?usp=drive_link
SENSOR | LEVEL |  | VNI-1 | Carlo gavazzi | Cylinderical | 100 |  |  | Cable | Conductive | https://drive.google.com/file/d/1pGQNhwy6WGwoSEckwAWLFo6ZcFhvEaUP/view?usp=drive_link | https://www.gavazziautomation.com/fileadmin/images/PIM/DATASHEET/ENG/VPC110_UK.pdf
SENSOR | LEVEL |  | VP01EP | Carlo gavazzi | Cylinderical |  | PNP NC | 10-40VDC |  | Photoelectric | https://drive.google.com/file/d/13rFCy9hJtWug3mOBswQm9ZfD6l9xQzlV/view?usp=drive_link | https://www.gavazziautomation.com/en-global/product/VP01EP
SENSOR | LEVEL |  | VP02E | Carlo gavazzi | Cylinderical |  | NPN NO | 10-40VDC |  | Photoelectric | https://drive.google.com/file/d/13rFCy9hJtWug3mOBswQm9ZfD6l9xQzlV/view?usp=drive_link | https://www.gavazziautomation.com/en-global/product/VP02E
SENSOR | LEVEL |  | VP02EP | Carlo gavazzi | Cylinderical |  | PNP NO | 10-40VDC |  | Photoelectric | https://drive.google.com/file/d/13rFCy9hJtWug3mOBswQm9ZfD6l9xQzlV/view?usp=drive_link | https://www.gavazziautomation.com/en-global/product/VP02EP
SENSOR | LEVEL |  | VP02EPM1339 | Carlo gavazzi | Cylinderical |  |  | 10-40VDC |  |  | https://drive.google.com/file/d/13rFCy9hJtWug3mOBswQm9ZfD6l9xQzlV/view?usp=drive_link | https://www.gavazzionline.com/pdf/vp03epq.pdf
SENSOR | LEVEL |  | VP03EP | Carlo gavazzi | Cylinderical |  | PNP NC | 10-40VDC |  | Optical | https://drive.google.com/file/d/13rFCy9hJtWug3mOBswQm9ZfD6l9xQzlV/view?usp=drive_link | https://www.mouser.in/datasheet/2/1032/VP03EPq-1806259.pdf
SENSOR | LEVEL |  | VP04EP | Carlo gavazzi | Cylinderical |  | PNP NO | 10-40VDC |  | Optical | https://drive.google.com/file/d/13rFCy9hJtWug3mOBswQm9ZfD6l9xQzlV/view?usp=drive_link | https://www.mouser.in/datasheet/2/1032/VP03EPq-1806259.pdf
SENSOR | LEVEL |  | VPA1MNA | Carlo gavazzi | Cylinderical |  | NPN NO/NC | 10-40VDC | Cable | Photoelectric | https://drive.google.com/file/d/1K--R3gGXP62XXp0EwMQMxJjqjDKVfwWI/view?usp=drive_link | https://www.mouser.in/datasheet/2/1032/VP03EPq-1806259.pdf
SENSOR | LEVEL |  | VPA1MPA | Carlo gavazzi | Cylinderical |  | PNP NO/NC | 10-40VDC | Cable | Photoelectric | https://drive.google.com/file/d/1K--R3gGXP62XXp0EwMQMxJjqjDKVfwWI/view?usp=drive_link | https://www.gavazziautomation.com/fileadmin/images/PIM/DATASHEET/ENG/VPB1MNA-1.pdf
SENSOR | LEVEL |  | VPA1MPA-1 | Carlo gavazzi | Cylinderical |  | PNP NO/NC | 10-40VDC | M12 Plug | Photoelectric | https://drive.google.com/file/d/1fImxqNaMgTZd3eCD4g6TiG01bBLwGcY8/view?usp=drive_link | https://www.gavazziautomation.com/fileadmin/images/PIM/DATASHEET/ENG/VPB1MNA-1.pdf
SENSOR | LEVEL |  | VPA2MPA | Carlo gavazzi | Cylinderical |  | PNP NO/NC | 10-40VDC | Cable | Photoelectric | https://drive.google.com/file/d/1fImxqNaMgTZd3eCD4g6TiG01bBLwGcY8/view?usp=drive_link | https://www.gavazziautomation.com/fileadmin/images/PIM/DATASHEET/ENG/VPB1MNA-1.pdf
SENSOR | LEVEL |  | VPA2MPA-1 | Carlo gavazzi | Cylinderical |  | PNP NO/NC | 10-40VDC | M12 Plug | Photoelectric | https://drive.google.com/file/d/1K--R3gGXP62XXp0EwMQMxJjqjDKVfwWI/view?usp=drive_link | https://www.gavazziautomation.com/fileadmin/images/PIM/DATASHEET/ENG/VPB1MNA-1.pdf
SENSOR | LEVEL |  | VPP310 | Carlo gavazzi | Cylinderical | 500 |  | 10-40VDC | Screw terminals | Conductive | https://drive.google.com/file/d/1crdrJQS5o1TkS9P1m3bEU45twC-7cnzx/view?usp=drive_link | https://www.mouser.in/datasheet/2/1032/VP03EPq-1806259.pdf
SENSOR | LEVEL |  | VTI4 | Carlo gavazzi | Cylinderical | 1000 |  | 10-40VDC | Cable | Conductive | https://drive.google.com/file/d/1bJC_kdrmbLzOa-BhTSAr0VXWBuWx-Evg/view?usp=drive_link | https://www.gavazziautomation.com/fileadmin/images/PIM/DATASHEET/ENG/VTI4_UK.pdf
SENSOR | LEVEL |  | CLP2EA1C230 | Carlo gavazzi | DIN Rail |  | Relay | 230VAC | Cable | Conductive | https://drive.google.com/file/d/1HVcTQPYxF9ymfGq7GDH1No2Rbt1CRF6_/view?usp=drive_link | https://www.gavazziautomation.com/fileadmin/images/PIM/DATASHEET/ENG/CLD2EA%20CLP2EA_EN.pdf
SENSOR | LEVEL |  | CLP2EA1 CM24 | Carlo gavazzi | DIN Rail |  | Relay | 24 VAC/VDC | Plug | Conductive | https://drive.google.com/file/d/18TtAfbzqHkDLFTs8fGy6p2PxZEUlnSXP/view?usp=drive_link | https://www.gavazziautomation.com/fileadmin/images/PIM/DATASHEET/ENG/CLD2EA%20CLP2EA_EN.pdf
ACCESSORIES | SERIAL DEVICE SERVER |  | SL150024 | Carlo gavazzi | Iron | [6 empty] | https://www.mouser.in/datasheet/2/1032/SIUTCP2DSENG041209-1805731.pdf
ACCESSORIES | SERIAL DEVICE SERVER |  | SL150048 | Carlo gavazzi | [6 empty] | https://drive.google.com/file/d/1TTbQWs31epaFShZWlf8QmKxcBke73n_v/view?usp=drive_link
SENSOR | FIBER OPTIC |  | F5N | Takex | Rectangular |  | PNP NO/NC | 12-24VDC | Cable |  | https://drive.google.com/file/d/1TTbQWs31epaFShZWlf8QmKxcBke73n_v/view?usp=drive_link | https://takex.com/storage/series_download/f5rn%20cat.pdf
SENSOR | FIBER OPTIC |  | F5RN | Takex | Rectangular |  | NPN No/NC | 12-24VDC | Cable |  | https://drive.google.com/file/d/1TTbQWs31epaFShZWlf8QmKxcBke73n_v/view?usp=drive_link | https://takex.com/storage/series_download/f5rn%20cat.pdf
SENSOR | FIBER OPTIC |  | F70AR | Takex | Rectangular |  | NPN Open Collector | 12-24VDC | Connector M8 |  | https://drive.google.com/file/d/13OLAPfUl_lpQr_nnOREBWhh4zzGBC_9v/view?usp=drive_link | https://www.takex-elec.co.jp/en/product/category/11/specification/model/5
SENSOR | FIBER OPTIC |  | F70RPN-JE | Takex | Rectangular |  | PNP Open Collector | 12-24VDC | Connector M8 |  | https://drive.google.com/file/d/1QMeA6WSKm_Tcl3OTI29AUhu-W5OAZUmA/view?usp=drive_link | https://takex.com/storage/series_download/f70r.pdf
SENSOR | FIBER OPTIC |  | F71CR | Takex | Rectangular |  | NPN | 12-24VDC | Cable |  | https://drive.google.com/file/d/1B0DeoAwCOHwjrQTiMLU4KfIcPdtoyLAG/view?usp=drive_link | https://takex.com/view-pdf?fileName=Man_F71_en.pdf
SENSOR | FIBER OPTIC |  | F71CRPN | Takex | Rectangular |  | PNP | 12-24VDC | Cable |  | https://drive.google.com/file/d/1lk2cJVNAwN_Qx5YimeYdlTjT6RdKL17u/view?usp=drive_link | https://takex.com/view-pdf?fileName=Man_F71_en.pdf
SENSOR | FIBER OPTIC |  | F71RAN | Takex | Rectangular |  | NPN | 12-24VDC |  |  | https://drive.google.com/file/d/1lk2cJVNAwN_Qx5YimeYdlTjT6RdKL17u/view?usp=drive_link | https://takex.com/storage/series_download/F71RAN%20Catalog%20pages.pdf
SENSOR | FIBER OPTIC |  | F71RPN | Takex | Rectangular |  | PNP/NPN Open Collector | 12-24VDC | Cable |  | https://drive.google.com/file/d/1lk2cJVNAwN_Qx5YimeYdlTjT6RdKL17u/view?usp=drive_link | https://takex.com/storage/series_download/F71%20series%20catalog.pdf
SENSOR | FIBER OPTIC |  | F7K-2 | Takex | Rectangular |  |  | 12-24VDC |  |  | https://drive.google.com/file/d/1hQCZmP87D9bcRboZtkA9QNf7v3d74BSq/view?usp=drive_link | https://takex.com/gb/cable-with-connector/f7k-series
SENSOR | FIBER OPTIC |  | F7K-4 | Takex | Rectangular |  |  | 12-24VDC |  |  | https://drive.google.com/file/d/1hQCZmP87D9bcRboZtkA9QNf7v3d74BSq/view?usp=drive_link | https://takex.com/gb/cable-with-connector/f7k-series
SENSOR | FIBER OPTIC |  | FA252M | Takex | [6 empty] | https://drive.google.com/file/d/1PFNzljT7aRy6XjWDuJL32bmzHCSx5md6/view?usp=drive_link | https://takex.com/gb/attachments/fa252m
SENSOR | FIBER OPTIC |  | FA500 | Takex | [6 empty] | https://drive.google.com/file/d/1fZ8f8uOYf81haQSU-comLLL651HDFo39/view?usp=drive_link | https://takex.com/gb/attachments/fa500
SENSOR | FIBER OPTIC |  | FA7CN | Takex | [6 empty] | https://drive.google.com/file/d/1rKZ8XfpxQhurZGrdXekmm0T5tIMo08NT/view?usp=drive_link | https://takex.com/gb/attachments/fa7cn
SENSOR | FIBER OPTIC |  | FA8BC | Takex | [5 empty] | Reflective |  | https://www.takex-elec.co.jp/en/product/category/12/specification/model/199
SENSOR | FIBER OPTIC |  | FBC-4R2L | Takex |  |  |  |  | Connector M8 |  | https://drive.google.com/file/d/12M1sYMJbWHV1hPSKoy1dL26u0aLUd4gM/view?usp=drive_link | https://takex.com/gb/cable-with-connector/fbc-series
SENSOR | FIBER OPTIC |  | FDA300P | Takex | [5 empty] | HMD | https://drive.google.com/file/d/1qiIqEbLtEphxzax--u3okqTQNa6AHpDH/view?usp=drive_link | https://takex.com/gb/photo-sensors-for-steel-heavy-industries/fd-a300p-series
SENSOR | FIBER OPTIC |  | FR105BC | Takex | [5 empty] | Reflective | https://drive.google.com/file/d/13IlbsvxA3vQ8oR5G5iVAcBxyGe67SHdL/view?usp=drive_link | https://takex.com/gb/fiber-optic-cables/fr105bc
SENSOR | FIBER OPTIC |  | FR108BC | Takex | [5 empty] | Reflective | https://drive.google.com/file/d/13IlbsvxA3vQ8oR5G5iVAcBxyGe67SHdL/view?usp=drive_link | https://takex.com/gb/fiber-optic-cables/fr108bc
SENSOR | FIBER OPTIC |  | FR505 | Takex | [6 empty] | https://drive.google.com/file/d/1WZB9Hs5tmkdkkP8wE7EA9_1FsDFVUgMu/view?usp=drive_link
SENSOR | FIBER OPTIC |  | FR5BC | Takex | [5 empty] | Reflective | https://drive.google.com/file/d/1qeKTRBR_wMNTMqqDG_p6CmTgg330LcsW/view?usp=drive_link | https://takex.com/gb/fiber-optic-cables/fr5bc
SENSOR | FIBER OPTIC |  | FR7BC | Takex | [5 empty] | Reflective | https://drive.google.com/file/d/1xRP7G2E301O8Ke3L5dOc2nvhVqh4lmwX/view?usp=drive_link | https://takex.com/gb/fiber-optic-cables/fr7bc
SENSOR | FIBER OPTIC |  | FRL732BC | Takex | [5 empty] | Reflective | https://drive.google.com/file/d/1vTJhDPsf9CSIqHJZ_RT6XHuQ3Dtwr1A5/view?usp=drive_link | https://takex.com/gb/fiber-optic-cables/frl732bc
SENSOR | FIBER OPTIC |  | FT101-AD2 | Takex | [6 empty] | https://drive.google.com/file/d/1dauMD0KZYeaZP0nJB5XlzfNT41b9cGcn/view?usp=drive_link | https://takex.com/gb/adapter/ft101-ad2
SENSOR | FIBER OPTIC |  | FT7BC | Takex | [5 empty] | Thru Beam | https://drive.google.com/file/d/1FINmSadfx9yc3zROVAeMOUD2r0EvEndW/view?usp=drive_link | https://takex.com/gb/fiber-optic-cables/ft7bc
SENSOR | FIBER OPTIC |  | FT81BC | Takex | [6 empty] | https://drive.google.com/file/d/1gzaVezl5UWumAj5FQCEY7IPTqY3CggkL/view?usp=drive_link | https://takex.com/gb/fiber-optic-cables/ft81bc
SENSOR | FIBER OPTIC |  | FT-L101 | Takex | [6 empty] | https://drive.google.com/file/d/1rzdBxNmGu9UMaMTQGXTtqenpxotTCY9z/view?usp=drive_link | https://takex.com/storage/series_download/FT101.pdf
SENSOR | FIBER OPTIC |  | FX220J | Takex | [5 empty] | Coaxial Reflective | https://drive.google.com/file/d/1cEMANKuA77kd7fvqxAoFN1wOyQQuAV8s/view?usp=drive_link | https://takex.com/gb/fiber-optic-cables/fx220j
SENSOR | FIBER OPTIC |  | FX84BC | Takex | [5 empty] | Coaxial Reflective | https://drive.google.com/file/d/14L7XDe9dlCVsovEHtq24mvnr5ABHEz2A/view?usp=drive_link | https://takex.com/gb/fiber-optic-cables/fx84bc
SENSOR | FIBER OPTIC |  | F2R | Takex |  |  | NPN Open Collector |  | Cable | Thru Beam | https://drive.google.com/file/d/1benwp2bzY8_BTx_Cjm1DMe-l5nfb67Zz/view?usp=drive_link | https://takex.com/storage/series_download/f2%20series.pdf
SENSOR | FIBER OPTIC |  | F71BHK | Takex |  |  | NO/NC |  |  |  |  | https://takex.com/gb/fiber-optic-sensors/f71k-series
SENSOR | FIBER OPTIC |  | F71RHK | Takex
SENSOR | FIBER OPTIC |  | F7K-1 | Takex |  |  |  |  | Cable |  | https://drive.google.com/file/d/1hQCZmP87D9bcRboZtkA9QNf7v3d74BSq/view?usp=drive_link | https://takex.com/gb/cable-with-connector/f7k-series
SENSOR | FIBER OPTIC |  | F7K-3 | Takex |  |  |  |  | Cable |  | https://drive.google.com/file/d/1hQCZmP87D9bcRboZtkA9QNf7v3d74BSq/view?usp=drive_link | https://takex.com/gb/cable-with-connector/f7k-series
SENSOR | FIBER OPTIC |  | F80RPN | Takex |  |  | PNP Open Collector |  | Cable | Digital Display | https://drive.google.com/file/d/1opDWiwbEWQL3F0zkYDWWC_r58WdwZWRk/view?usp=drive_link | https://takex.com/storage/series_download/f80r.pdf
SENSOR | FIBER OPTIC |  | F85RN | Takex |  |  | NPN/PNP Open Collector |  |  |  | https://drive.google.com/file/d/1V8jB8rgwSwwm2VZLxY8IfTNL9Ta81BcH/view?usp=drive_link | https://takex.com/gb/fiber-optic-sensors/f85rn-series
SENSOR | FIBER OPTIC |  | FA181BC | Takex | [6 empty] | https://drive.google.com/file/d/1e-R0Zb9xVprpRBW06joI_6dETNUwtIwb/view?usp=drive_link | https://takex.com/gb/attachments/fa181bc
SENSOR | FIBER OPTIC |  | FA191BC | Takex | [6 empty] | https://drive.google.com/file/d/1e-R0Zb9xVprpRBW06joI_6dETNUwtIwb/view?usp=drive_link | https://takex.com/gb/attachments/fa191bc
SENSOR | FIBER OPTIC |  | FA1-N | Carlo gavazzi |  |  | NPN NO+NC |  | Cable |  | https://drive.google.com/file/d/1e-R0Zb9xVprpRBW06joI_6dETNUwtIwb/view?usp=drive_link | https://www.gavazziautomation.com/fileadmin/images/PIM/DATASHEET/ENG/FA1_eng.pdf
SENSOR | FIBER OPTIC |  | FA52 | Takex
SENSOR | FIBER OPTIC |  | FA5BC | Takex | [7 empty] | https://www.wolfautomation.com/content/takex-photosensor-fa5xx-access-datasheet.pdf
SENSOR | FIBER OPTIC |  | PD40CNX12PP | Carlo gavazzi |  |  | PNP NO+NC |  | Cable
SENSOR | FIBER OPTIC |  | PD60CNV20BP | Carlo gavazzi |  |  | PNP/NPN NO+NC |  | Cable |  | https://drive.google.com/file/d/1zP0xFMzyy37MUlyyLhl44KH2SCRfKJdG/view?usp=drive_link | https://www.gavazzionline.com/pdf/PD60CNV20BPM5T.eng.pdf
SENSOR | FIBER OPTIC |  | PD60CNX20BPT | Carlo gavazzi |  |  | PNP/NPN NO+NC |  | Plug |  | https://drive.google.com/file/d/1zP0xFMzyy37MUlyyLhl44KH2SCRfKJdG/view?usp=drive_link | https://www.gavazzionline.com/pdf/PD60CNX20BPM5.eng.pdf
SENSOR | FIBER OPTIC |  | FBC-4R2S | Takex |  |  |  |  | Connector |  |  | https://takex.com/us/cable-with-connector/fbc-series
SENSOR | FIBER OPTIC |  | FD-61 | Panasonic | [5 empty] | Reflective | https://drive.google.com/file/d/1GCJd5xQmSq91WdiMWuAGH9rjMQNUqyLd/view?usp=drive_link | https://industry.panasonic.com/global/en/downloads?tab=catalog&small_g_cd=132&part_no=FD-61
SENSOR | FIBER OPTIC |  | FGT01MCM200 | Carlo gavazzi | [5 empty] | Thru Beam | https://drive.google.com/file/d/1IXPRV7H8mAotu_HomPxrgjXbMrZddbsp/view?usp=drive_link
SENSOR | FIBER OPTIC |  | FPD01SBS200 | Carlo gavazzi | [5 empty] | Diffuse | https://drive.google.com/file/d/1EVO8vqc2TK07z0XZX9nRpL3853wyUUOg/view?usp=drive_link
SENSOR | FIBER OPTIC |  | FPD02SBS200 | Carlo gavazzi | [5 empty] | Diffuse
SENSOR | FIBER OPTIC |  | FPD09SAS200 | Carlo gavazzi | [5 empty] | Diffuse
SENSOR | FIBER OPTIC |  | FPDC02SCC100 | Carlo gavazzi | [5 empty] | Diffuse | https://drive.google.com/file/d/1UptwpW_GyN57UNi57T_KgO6JEisxbTho/view?usp=drive_link
SENSOR | FIBER OPTIC |  | FR8BC | Takex | [5 empty] | Diffuse | https://drive.google.com/file/d/1_DkWP7m_kUT8aHtxbtUUiUmufK3TZ0rk/view?usp=drive_link | https://takex.com/us/fiber-optic-cables/fr8bc
SENSOR | FIBER OPTIC |  | FRH7BC | Takex | [5 empty] | Diffuse | https://drive.google.com/file/d/18mz5lxu09qQjG53Kt0RQ5077KIgInXQR/view?usp=drive_link | https://takex.com/us/fiber-optic-cables/frh7bc
SENSOR | FIBER OPTIC |  | FRL702BC | Takex | [5 empty] | Diffuse | https://drive.google.com/file/d/1G-9GJSgxOZ-X9EmbKObs7O8JEUrRJpQU/view?usp=drive_link | https://takex.com/us/fiber-optic-cables/frl702bc
SENSOR | FIBER OPTIC |  | FS-M1P | KEYENCE |  |  | PNP Open Collector |  |  |  | https://drive.google.com/file/d/1vMRWnnTM1k2Hg00oSKhDpfE_byVZQTaH/view?usp=drive_link | https://www.keyence.co.in/mykeyence/?ptn=001&dlSiteId=7&dlLanguageId=en-GB&dlLangType=en-GB&ad_local=modeldsbtm
SENSOR | FIBER OPTIC |  | FT-42 | Takex | [5 empty] | Thru Beam |  | https://www.farnell.com/datasheets/2244401.pdf?_gl=1*uweh0e*_gcl_aw*R0NMLjE3MjY2NjEzMzAuQ2owS0NRanc5S20zQmhEakFSSXNBR1ViNG54R1kybGk5dDd0RjBXZWdrRm1vM3ZiTVAyanVoN1B0dHRBNlY4SVBTMXFOZXBYNmxRZU1Ya2FBb1h6RUFMd193Y0I.*_gcl_au*MjAxMzMyNjk0NC4xNzIzMTg0OTgx
SENSOR | FIBER OPTIC |  | FT8BC | Takex | [5 empty] | Thru Beam |  | https://takex.com/gb/fiber-optic-cables/ft8bc
SENSOR | FIBER OPTIC |  | FU-66 | Keyence | [5 empty] | Diffuse | https://drive.google.com/file/d/1FPd-0Z2m8ArUE-zcGSKq14HCU-FPvPJT/view?usp=drive_link | https://www.keyence.co.in/mykeyence/?ptn=001&dlSiteId=7&dlLanguageId=en-GB&dlLangType=en-GB&ad_local=modeldsbtm
SENSOR | FIBER OPTIC |  | FU712BC | Takex | [5 empty] | Thru Beam | https://drive.google.com/file/d/1FQF5IFn3PrgeIcF0CqBruUE21GAmeDsJ/view?usp=drive_link | https://www.takex-elec.co.jp/en/product/category/12/specification/model/169
SENSOR | FIBER OPTIC |  | FU901BC | Takex | [5 empty] | Thru Beam | https://drive.google.com/file/d/1xhW-tjkCarjOMlb6eFSxfOFIy1cLRpMC/view?usp=drive_link | https://takex.com/gb/fiber-optic-cables/fu901bc
SENSOR | FIBER OPTIC |  | FUR-C4-20 | Carlo gavazzi | [5 empty] | Diffuse
SENSOR | FIBER OPTIC |  | FX-102P-CC2 | Panasonic |  |  | PNP Open collector |  |  |  | https://drive.google.com/file/d/1p_esnUXnjDVhjVezndJOW5Bef34227ZY/view?usp=drive_link | https://na.industrial.panasonic.com/products/industrial-automation/industrial-sensors/lineup/fiber-sensors/series/71511/model/74862
SENSOR | FIBER OPTIC |  | FX-301 | Panasonic |  |  | NPN Open collector |  | Connector |  | https://drive.google.com/file/d/15DFl1pS4e6xFO0-F2k8Wet9P5c364kjf/view?usp=drive_link
SENSOR | FIBER OPTIC |  | FX-301P | Panasonic |  |  | PNP Open collector |  | Connector |  | https://drive.google.com/file/d/16Pd4JuTAL1MBNIfRuEeHKFsSORzyOVIt/view?usp=drive_link
SENSOR | FIBER OPTIC |  | FX-501 | Panasonic | [5 empty] | Diffuse | https://drive.google.com/file/d/1MoV1BdgNx4FfhIWlB9PWXf_l0Y7eTdsx/view?usp=drive_link
SENSOR | FIBER OPTIC |  | FX-MR2 | Panasonic | [6 empty] | https://drive.google.com/file/d/10mRh5soWnq8uzTHxTXWUW6gcIrXvF7Me/view?usp=drive_link | https://industry.panasonic.com/global/en/products/fasys/sensor/fiber/number/fx-mr2
SENSOR | HMD |  | F38A | Takex | [6 empty] | https://drive.google.com/file/d/1vG0SiaBjP-HeBYMZM6s5a7gKX2XyPLRB/view?usp=drive_link
SENSOR | HMD |  | FG2 | Takex
SENSOR | HMD |  | FS1000E | Takex | [5 empty] | Flame | https://drive.google.com/file/d/1Q2L4gXulDhtO-0AtH4JGFSHeejuYVKR2/view?usp=drive_link
SENSOR | HMD |  | FS2000E | Takex | [5 empty] | Flame | https://drive.google.com/file/d/1bK9zAbxBRXNoppovHn0z9ST9T93H26kW/view?usp=drive_link
SENSOR | HMD |  | HD301A | Takex | [5 empty] | Amplifier | https://drive.google.com/file/d/1spEIM3J8AMFkuK3dEYItEh7ofVuy17lc/view?usp=drive_link | https://takex.com/gb/photo-sensors-for-steel-heavy-industries/hd-series
SENSOR | HMD |  | HD301N | Takex | [5 empty] | Amplifier | https://drive.google.com/file/d/1spEIM3J8AMFkuK3dEYItEh7ofVuy17lc/view?usp=drive_link | https://takex.com/storage/series_download/Man_HD_en.pdf
SENSOR | HMD |  | HD601N | Takex | [5 empty] | Amplifier | https://drive.google.com/file/d/1spEIM3J8AMFkuK3dEYItEh7ofVuy17lc/view?usp=drive_link | https://takex.com/storage/series_download/Man_HD_en.pdf
SENSOR | HMD |  | KD50 | Takex | [5 empty] | Amplifier | https://drive.google.com/file/d/11AkijiNdyAs_btE8E_bqF3bQNTmkcCJd/view?usp=drive_link | https://takex.com/gb/photo-sensors-for-steel-heavy-industries/kd50-series
SENSOR | HMD |  | OHA | Takex | [5 empty] | Hood
SENSOR | MOTION |  | BT31FC | Blackt | [5 empty] | Motion | https://drive.google.com/file/d/1QT0LOw7wJoXnlRJin1IXNaBkRZDFRIHz/view?usp=drive_link
SENSOR | MOTION |  | BT31MHF01 | Blackt | [5 empty] | Motion
SENSOR | MOTION |  | BT31MT | Blackt | [5 empty] | Motion | https://drive.google.com/file/d/122CU78UOyVTNYlAlvH9x2j9FrpkGWags/view?usp=drive_link
SENSOR | MOTION |  | BT 31-W | Blackt | [5 empty] | Motion | https://drive.google.com/file/d/105SrI14RLX7CXbLsOcI2VlYgdsx7VQH_/view?usp=drive_link
SENSOR | HMD |  | C7027A1023 | Honeywell | [6 empty] | https://drive.google.com/file/d/1oRgpum-tWoury8Z11pC25ztLH4v6yVfE/view?usp=drive_link
SENSOR | HMD |  | HD400 | Takex |  |  |  | 100/110V |  | Amplifier |  | https://www.takex-elec.co.jp/en/product/category/85/specification/model/1432
SENSOR | MOTION |  | LA31C | Indian | [5 empty] | Motion | https://drive.google.com/file/d/1FnDVMxVEesa3qs3nDbn8hXOxwWguS61N/view?usp=drive_link
SENSOR | MOTION |  | LA31FC | Indian |  | 0-7m |  | 220-250V |  | Radar | https://drive.google.com/file/d/1zaDMXEc5r1T41-MmtJWYmiTgkQgz6b-L/view?usp=drive_link | https://leelavatiautomation.com/index.php/product/la31c/
SENSOR | MOTION |  | LA31/LK31/31/115 | Indian | [5 empty] | Motion |  | https://files.pepperl-fuchs.com/webcat/navi/productInfo/pds/186502_eng.pdf?v=20240920023156
SENSOR | MOTION |  | LA31M1 | Indian | [5 empty] | Motion | https://drive.google.com/file/d/1Psd3OyK0kyHzolN47p8kLuXaL3dOTYs3/view?usp=drive_link
SENSOR | MOTION |  | LA31MT | Indian | [5 empty] | Motion | https://drive.google.com/file/d/1RobqhzSmFpS7P672R3NdHmgtwvRM1Pu4/view?usp=drive_link
SENSOR | MOTION |  | LA31W | Indian | [5 empty] | Motion | https://drive.google.com/file/d/1AVewOIy3r586yali6IFactnb4iYkgLis/view?usp=drive_link | https://pdf.indiamart.com/impdf/2851207954712/MY-3169777/la31w-leelavati-automation.pdf
SENSOR | MOTION |  | LRM1071/10 | Philips | [5 empty] | Motion | https://drive.google.com/file/d/18yBVlfXUs2V9fgG2Yskx4o6QmsQJih7j/view?usp=drive_link | https://pdf.indiamart.com/impdf/4827865862/MY-3169777/occupancy-sensors.pdf
SENSOR | MOTION |  | MS-100E | Takex | [5 empty] | Motion | https://drive.google.com/file/d/1IKDC8-JBJg8mT5rdbnMlJpMpTp30iuNu/view?usp=drive_link
SENSOR | HMD |  | OHC | Takex | [5 empty] | Hood
SENSOR | HMD |  | OHF-LD | Takex | [5 empty] | Hood
SENSOR | HMD |  | OHF-LDP | Takex | [5 empty] | Hood
SENSOR | HMD |  | PA4820 | Takex | [5 empty] | Beam
SENSOR | HMD |  | FD 320 05 | AUTONICS |  | 40 |  |  |  | Diffuse Reflective | https://drive.google.com/file/d/1I6ZqGN5evLrI566u9lhJKPacH-JxgCuP/view?usp=drive_link | https://www.autonics.com/in/model/FD-320-05
SENSOR | HMD |  | FD-A320 | Takex | Rectangular |  | Relay | 100-240V |  | Amplifier | https://drive.google.com/file/d/1UwqpvOYos60XO-WoJq-QdGOiceBcXeyx/view?usp=drive_link | https://takex.com/storage/series_download/Cat_FD-A320_en.pdf
SENSOR | HMD |  | FS-2000E | Takex |  | 70 |  | 10-30VDC |  | Flame | https://drive.google.com/file/d/1uCTY1kPpe0c3zyz9u8fxS773QZN_QRHl/view?usp=drive_link | https://takex.com/storage/series_download/Cat_FS-2000E.pdf
SENSOR | HMD |  | FS-5000E | Takex |  | 70 |  | 10-30VDC |  | Flame | https://drive.google.com/file/d/1TB5AtjI7jJDgnMH5QxTX4D8LGI1fkJNu/view?usp=drive_link | https://takex.com/storage/series_download/Cat_FS-5000E.pdf
SENSOR | TEMPERATURE |  | PT100180-4-10M-S-150 | Carlo gavazzi | Cylinderical,SS |  |  |  | Cable |  | https://drive.google.com/file/d/1KTWknXb2FvJuSjmPO8qZ_qAQ4y5SUZn0/view?usp=drive_link | https://www.gavazzi.no/wp-content/uploads/Pt100_030908_UK.pdf
SENSOR | TEMPERATURE |  | PT100180-4-2M | Carlo gavazzi | Cylinderical,SS |  |  |  | Cable |  | https://drive.google.com/file/d/1tUG8PT3QgRdKPDnI3GGBewH_FLYv5eP7/view?usp=drive_link | https://www.gavazzi.no/wp-content/uploads/Pt100_030908_UK.pdf
SENSOR | TEMPERATURE |  | PT100180-4-7M | Carlo gavazzi | Cylinderical,SS |  |  |  | Cable |  | https://drive.google.com/file/d/1tUG8PT3QgRdKPDnI3GGBewH_FLYv5eP7/view?usp=drive_link | https://www.gavazzi.no/wp-content/uploads/Pt100_030908_UK.pdf
SENSOR | TEMPERATURE |  | TSSLGX926896 | Greystone | [6 empty] | https://drive.google.com/file/d/1bYIv59FxBm4W8ysvVZ0l-HS39AZyzOhR/view?usp=drive_link
SENSOR | TEMPERATURE |  | PT100 | Simplex | [6 empty] | https://drive.google.com/file/d/1n40z024O95Uyw3Pc3lH0FJhxQYaBBsrb/view?usp=drive_link
SENSOR | TEMPERATURE |  |  | Akytec
SENSOR | OTHERS |  | SSR-3-ER | HOTRON | [6 empty] | https://drive.google.com/file/d/1qvJN900plNrAPJn6ejjQKXyjoj11hHeT/view?usp=drive_link | https://drive.google.com/file/d/1SepJ6z-s9xcydA-HN4OVKiXjyxcZYR-Y/view?usp=drive_link
OTHERS
RELAY | MONITORING |  | DIA01CD485A | Carlo gavazzi | DIN rail | 0.5-5A | SPDT | 24-48 |  | Current | https://drive.google.com/file/d/1pAhklSXCEsdWd6Nsl1wuc8SVx8FTGt_0/view?usp=drive_link | https://www.gavazziautomation.com/fileadmin/images/PIM/DATASHEET/ENG/DIA01CB%20DS%20ENG%20120510.pdf
RELAY | MONITORING |  | DIA53S72420A | Carlo gavazzi | DIN rail | Above 5A | NPN/PNP | 1,Self Powered |  | Current | https://drive.google.com/file/d/1yScO-yw35NGmvsN6b4zxLxrzbiNmenWV/view?usp=drive_link | https://www.gavazziautomation.com/fileadmin/images/PIM/DATASHEET/ENG/DIA53S724_DS_ENG.pdf
RELAY | MONITORING |  |  | Carlo gavazzi | DIN rail | 2-20A | NO | 1, Self Powered |  | Current | https://drive.google.com/file/d/1yScO-yw35NGmvsN6b4zxLxrzbiNmenWV/view?usp=drive_link
RELAY | MONITORING |  | DIA53S72450A | Carlo gavazzi | DIN rail | Above 5A | NPN/PNP | 1, Self Powered |  | Current | https://drive.google.com/file/d/1yScO-yw35NGmvsN6b4zxLxrzbiNmenWV/view?usp=drive_link | https://www.gavazziautomation.com/fileadmin/images/PIM/DATASHEET/ENG/DIA53S724_DS_ENG.pdf
RELAY | MONITORING |  | DIB01CB2310A | Carlo gavazzi | DIN rail | 1-10A | SPDT | 1, 115/230 |  | Current | https://drive.google.com/file/d/1btAgs_6ITX8ID0oFI4D3akJQN1kWIvCj/view?usp=drive_link | https://www.gavazziautomation.com/fileadmin/images/PIM/DATASHEET/ENG/DIB01CB%20DS%20ENG.pdf
RELAY | MONITORING |  | DIB01CB235A | Carlo gavazzi | DIN rail | 1-5A | SPDT | 1, 115/230 |  | Current | https://drive.google.com/file/d/1btAgs_6ITX8ID0oFI4D3akJQN1kWIvCj/view?usp=drive_link | https://www.gavazziautomation.com/fileadmin/images/PIM/DATASHEET/ENG/DIB01CB%20DS%20ENG.pdf
RELAY | MONITORING |  | DIB02CD48150MV | Carlo gavazzi | DIN rail |  | SPDT | 1,24-48 |  | Current | https://drive.google.com/file/d/1btAgs_6ITX8ID0oFI4D3akJQN1kWIvCj/view?usp=drive_link | https://www.gavazziautomation.com/fileadmin/images/PIM/DATASHEET/ENG/DIB02CB_DS_ENG.pdf
RELAY | MONITORING |  | DPA55CM44 | Carlo gavazzi | DIN rail | 177-550 | SPDT | 3,208-480 |  | Voltage | https://drive.google.com/file/d/13zKrwbNoYqh2vCAzIwVCb74nuKq4srgc/view?usp=drive_link | https://www.gavazziautomation.com/fileadmin/images/PIM/DATASHEET/ENG/DPA55CM%20DS%20ENG.pdf
RELAY | MONITORING |  | DPB01CM23 | Carlo gavazzi | DIN rail | 177-275 | SPDT | 3, 208-240 |  | Voltage | https://drive.google.com/file/d/1HbWvcjG1NG_UO-YAzBDnOUC78NZ8jJOE/view?usp=drive_link | https://www.gavazziautomation.com/fileadmin/images/PIM/DATASHEET/ENG/DPB01-PPB01_DS_ENG.pdf
RELAY | MONITORING |  | DPB01CM48 | Carlo gavazzi | DIN rail | 380-480 | SPDT | 3,208-480 |  | Voltage | https://drive.google.com/file/d/1HbWvcjG1NG_UO-YAzBDnOUC78NZ8jJOE/view?usp=drive_link | https://www.gavazziautomation.com/fileadmin/images/PIM/DATASHEET/ENG/DPB01-PPB01_DS_ENG.pdf
RELAY | MONITORING |  | DPB51CM44 | Carlo gavazzi | DIN rail | 208-480 | SPDT | 3, 208-480 |  | Voltage | https://drive.google.com/file/d/1uBtiQfTrzDqMQ3FR6aahfH9IRWUv-6V7/view?usp=drive_link | https://www.gavazziautomation.com/en-global/product/DPB51CM44
RELAY | MONITORING |  | DPC01DM48 | Carlo gavazzi | DIN rail | 380-480 | 2 SPDT | 3 |  | Voltage | https://drive.google.com/file/d/19hjzs63-9WIixNJ-C9Bawjpu8y8ITxWs/view?usp=drive_link | https://www.gavazziautomation.com/fileadmin/images/PIM/DATASHEET/ENG/DPC01-PPC01_DS_ENG.pdf
RELAY | MONITORING |  | DPC01DM49400HZ | Carlo gavazzi | DIN rail | 375-550 | 2 SPDT | 3, 440-480 |  | Voltage | https://drive.google.com/file/d/19hjzs63-9WIixNJ-C9Bawjpu8y8ITxWs/view?usp=drive_link | https://www.gavazziautomation.com/fileadmin/images/PIM/DATASHEET/ENG/DPC01-PPC01_DS_ENG.pdf
RELAY | MONITORING |  | DUA52C724 | Carlo gavazzi | DIN rail | 2024-12-24 | SPDT | 1, Self Powered |  | Voltage | https://drive.google.com/file/d/1A_z6cvAYntLFbKsV8RelzpDJLE_5BuDu/view?usp=drive_link | https://www.gavazziautomation.com/fileadmin/images/PIM/DATASHEET/ENG/DUA52%20DS%20ENG%20080610.pdf
RELAY | MONITORING |  | DUB01CB23500V | Carlo gavazzi | DIN rail | 2-500V | SPDT | 1,115/230 |  | Voltage | https://drive.google.com/file/d/19l_TLcbyfl6h3BgQli4pBN-TN4VNzuEo/view?usp=drive_link | https://www.gavazziautomation.com/fileadmin/images/PIM/DATASHEET/ENG/DUB01CB%20DS%20ENG.pdf
RELAY | MONITORING |  | DUB01CD48500V | Carlo gavazzi | DIN rail | 2-500V | SPDT | 1, 24-48 |  | Voltage | https://drive.google.com/file/d/19l_TLcbyfl6h3BgQli4pBN-TN4VNzuEo/view?usp=drive_link | https://www.gavazziautomation.com/fileadmin/images/PIM/DATASHEET/ENG/DUB01CB%20DS%20ENG.pdf
RELAY | MONITORING |  | DUB02CT23 | Carlo gavazzi | DIN rail | 24-240V | SPDT | 1, Self Powered |  | Voltage | https://drive.google.com/file/d/19l_TLcbyfl6h3BgQli4pBN-TN4VNzuEo/view?usp=drive_link | https://www.gavazziautomation.com/fileadmin/images/PIM/DATASHEET/ENG/DUB02CT%20DS%20ENG%20090610.pdf
RELAY | MONITORING |  | DFC01DB23 | Carlo gavazzi | DIN rail | 50-60Hz | 2 SPDT | 115/230V |  | Frequency | https://drive.google.com/file/d/1BQk0h4FHid6Rvan-u2F1lTf63uOOaiYw/view?usp=drive_link | https://www.gavazziautomation.com/fileadmin/images/PIM/DATASHEET/ENG/DFC01DB%20DS%20ENG%20260510.pdf
RELAY | MONITORING |  | HRN-43N/230V | Elko | DIN rail |  |  | 24-240VAC |  | Voltage | https://drive.google.com/file/d/1YwU96bhLGqbosr6i1BUu0hwl_VUduu1u/view?usp=drive_link | https://www.elkoep.com/media/import/Elko/HRN-43N/EN/Manual_HRN-43_43N.pdf
RELAY | MONITORING |  | SM1552302K | Carlo gavazzi | [6 empty] | https://drive.google.com/file/d/1KdumWk_osSNo8u0Zwrzb_UHzTmfeIG_F/view?usp=drive_link | https://www.mouser.in/datasheet/2/1032/SM155.eng-1806373.pdf
RELAY | MEMORY |  | MR-42/UNI | Elko | [6 empty] | https://drive.google.com/file/d/14Ts3xGyh5uodXPNBv47hOdArvg_fB3rM/view?usp=drive_link | https://www.factorymation.com/MR-42-UNI
CURRENT TRANSFORMER | Split Core |  | MI100 | Carlo gavazzi |  | 100 |  |  |  | MI | https://drive.google.com/file/d/19Or6GoT0-7v4KdsMRoL3mHM1Dgnug0HJ/view?usp=drive_link | https://www.gavazziautomation.com/fileadmin/images/PIM/DATASHEET/ENG/MI_DS_ENG.pdf
CURRENT TRANSFORMER | Current transducer |  | A82-20100 | Carlo gavazzi | wall | 0-100 | 4-20mA | 100 |  | Transducer | https://drive.google.com/file/d/1EKNSNYudK9mT5Z-RJubU9kdBGyUh0oP7/view?usp=drive_link | https://www.gavazziautomation.com/fileadmin/images/PIM/DATASHEET/ENG/A82_DS_ENG.pdf
CURRENT TRANSFORMER | Split Core |  | CTA5X100A5A | Carlo gavazzi |  |  | 5A | 600VAC | Cable |  | https://drive.google.com/file/d/1LalM01OpDmcULIGpfly_K2LbM5tj8Th5/view?usp=drive_link | https://www.gavazziautomation.com/fileadmin/images/PIM/DATASHEET/ENG/CTA_DS_ENG.pdf
OTHERS | DUPLINE |  | G88102201 | Dupline | Flush(palster) |  |  |  |  | Transmitter | https://drive.google.com/file/d/141HxG9hVuEtKy0Zll_ukqwF8UOWhpp_s/view?usp=drive_link | https://www.gavazziautomation.com/fileadmin/images/PIM/DATASHEET/ENG/G88102201_eng.pdf
RELAY | Heat Sink |  | RHS00 | Carlo gavazzi | [6 empty] | https://drive.google.com/file/d/18OL8Kt24w0r47zYufuVxn9uIfMPAdpGg/view?usp=drive_link | https://www.gavazziautomation.com/fileadmin/images/PIM/DATASHEET/ENG/SSR_Accessories.pdf
RELAY | Heat Sink |  | RHS100 | Carlo gavazzi | [6 empty] | https://drive.google.com/file/d/1iiikSJLElC4zumlfx4kGKx8PmbrSL-be/view?usp=drive_link | https://www.gavazziautomation.com/fileadmin/images/PIM/DATASHEET/ENG/SSR_RHS100.pdf
RELAY | Heat Sink |  | RHS301 | Carlo gavazzi | [6 empty] | https://drive.google.com/file/d/1iiikSJLElC4zumlfx4kGKx8PmbrSL-be/view?usp=drive_link | https://www.gavazziautomation.com/fileadmin/images/PIM/DATASHEET/ENG/SSR_RHS301.pdf
RELAY | Heat Sink |  | RHS45B | Carlo gavazzi | Aluminium | [5 empty] | https://drive.google.com/file/d/1dAaXc2O2xmjdPJTOK7Eqs0iPQuDeD8OQ/view?usp=drive_link | https://www.gavazziautomation.com/fileadmin/images/PIM/DATASHEET/ENG/SSR_RHS45B.pdf
RELAY | Heat Sink |  | RHS703 | Carlo gavazzi | Aluminium | [5 empty] | https://drive.google.com/file/d/1_qe0r6A1WZMKiXrlcRkSAV_N-S5fwGbw/view?usp=drive_link | https://www.gavazziautomation.com/fileadmin/images/PIM/DATASHEET/ENG/SSR_RHS703F.pdf
RELAY | Heat Sink |  | RHS90A | Carlo gavazzi | Aluminium | [5 empty] | https://drive.google.com/file/d/1NyGfrdeIxi-afnECjBqI59-czUrfU_kR/view?usp=drive_link | https://www.gavazziautomation.com/fileadmin/images/PIM/DATASHEET/ENG/SSR_RHS90.pdf
RELAY | Barrier |  | 5102N | Takex
RELAY | Barrier |  | 5103 | Takex
RELAY | Barrier |  | 5103N | Takex
RELAY | Thermal Overload |  | 3UA5000-1K | Seimens | [6 empty] | https://drive.google.com/file/d/1Q8bkbHjXqhbaU4hBSMogvRPwZQQoQUSo/view?usp=drive_link
OTHERS | DUPLINE |  | GS38300143230 | Dupline | DIN rail |  | NO (Relay) | 230V |  | Safety Relay |  | https://www.gavazziautomation.com/fileadmin/images/PIM/DATASHEET/ENG/GS38300143_eng.pdf
OTHERS | DUPLINE |  | GS38910125230 | Dupline | DIN rail |  |  | 115/230V |  | PROFIBUS-DP | https://drive.google.com/file/d/1a_xTFxStRqb-d36hgrDP-s9oyqqkNKKY/view?usp=drive_link | https://www.gavazziautomation.com/fileadmin/images/PIM/DATASHEET/ENG/GS38910125_eng.pdf
OTHERS | DUPLINE |  | GS38920000115 | Dupline | DIN rail |  | Secondary Dupline | 230V (Primary Dupline) |  | Fieldbus |  | https://www.gavazziautomation.com/fileadmin/images/PIM/DATASHEET/ENG/GS38920000_eng.pdf
OTHERS | DUPLINE |  | GS73800080 | Dupline |  |  |  | Internal Battery |  | Test Unit | https://drive.google.com/file/d/1zKbyxWr2NAqKdFA_HZs10fvyShvwqzmE/view?usp=drive_link | https://www.gavazziautomation.com/fileadmin/images/PIM/DATASHEET/ENG/GS73800080_eng.pdf
OTHERS | DUPLINE |  | GS75102192-1 | Dupline |  |  |  | Buspowered |  | Safety Relay | https://drive.google.com/file/d/1H2dAxmioco0BdQGLTNQh5O4_QI_EbhUF/view?usp=drive_link | https://www.gavazziautomation.com/fileadmin/images/PIM/DATASHEET/ENG/GS75102192-1_eng.pdf
RELAY | SSR |  | ELS4850 | Crydom | [6 empty] | https://drive.google.com/file/d/192_YWhwaWw-ImvxFC8KDbos3hT-XuGSb/view?usp=drive_link | https://docs.rs-online.com/a28d/0900766b8145d3f8.pdf
RELAY | SSR |  | CWA4890 | Crydom | Aluminium |  |  | 48-660V |  |  | https://drive.google.com/file/d/1fX3sGYb8eFzpxcdTVAX7pN5vYQdcdASz/view?usp=drive_link | https://www.mouser.in/datasheet/2/657/sensata_cw48_series_panel_mount_relay_datasheet-2933652.pdf
RELAY | SSR |  | RA23110H06POS | Carlo gavazzi |  | 110 High |  | 1, 230 |  |  | https://drive.google.com/file/d/1141mwGJX57GtFsamM_xyqDMs5tj5wx6L/view?usp=drive_link | https://www.gavazziautomation.com/en-global/product/RA23110H06POS
RELAY | SSR |  | RA2A23D25 | Carlo gavazzi |  | 25 DC |  | 2265 |  |  | https://drive.google.com/file/d/11I9gO_c5aBFZhbXT2thWoMGw87HtYsdC/view?usp=drive_link | https://www.gavazziautomation.com/fileadmin/images/PIM/DATASHEET/ENG/SSR_RA2A.pdf
RELAY | SSR |  | RA4025-D08L | Carlo gavazzi |  | 25 DC |  | 400 |  |  | https://drive.google.com/file/d/1kwGUDHFFkctvxej2vTmKctNd64HD7TCd/view?usp=drive_link | https://www.mouser.in/datasheet/2/1032/SSR_RA_L-2525400.pdf
RELAY | SSR |  | RA4025L10NCSS00 | Carlo gavazzi | [6 empty] | https://drive.google.com/file/d/15uy9a29ZMMfdgJw587Q_H3kZCr_tknMq/view?usp=drive_link | https://alliance-a.com/pdf/datasheet/RA4025L10NCSS00.pdf
RELAY | SSR |  | RA4825H12PCSS18 | Carlo gavazzi |  | 25 Acive High |  | 1480 |  |  | https://drive.google.com/file/d/1qfBHTsTZMYM1PN3aAO17X-Uvb8VlOibR/view?usp=drive_link | https://www.gavazziautomation.com/fileadmin/images/PIM/DATASHEET/ENG/SSR_RA_S.pdf
RELAY | SSR |  | RAM160D100G | Carlo gavazzi |  |  |  | 1 |  |  | https://drive.google.com/file/d/1FHkPgjwgRR7XByQR3HAPsz0U72i65SQk/view?usp=drive_link
RELAY | SSR |  | RAM1A60D100 | Carlo gavazzi |  | 100 DC |  | 1, 600 |  |  | https://drive.google.com/file/d/1UYc9HBniP-7_B5xo0KWXazaEdbBp-17o/view?usp=drive_link | https://www.gavazziautomation.com/fileadmin/images/PIM/DATASHEET/ENG/RAM1A.pdf
RELAY | SSR |  | RAM1A60D100G | Carlo gavazzi |  | 100 DC |  | 1600 |  | Glow wire | https://drive.google.com/file/d/1wFZoh8M3zLx0f8V3HjTuAc0WWgtqUreA/view?usp=drive_link | https://www.gavazziautomation.com/fileadmin/images/PIM/DATASHEET/ENG/RAM1A_G.pdf
RELAY | SSR |  | RE2410AA06 | Carlo gavazzi | [6 empty] | https://drive.google.com/file/d/1AFOEdbh8oH99g7DVAkJPuAbLBf3vk6EV/view?usp=drive_link | https://alliance-a.com/carlo-gavazzi-solid-state-relay-1-phase-analog-switch-re2410aa06.html
RELAY | SSR |  | RGC1A23A20KKE | Carlo gavazzi |  | 23 AC |  | 1, 230V |  |  | https://drive.google.com/file/d/1qQtH08A_cxNomkZqA_CS7r1tuMuYTU_F/view?usp=drive_link | https://www.gavazziautomation.com/fileadmin/images/PIM/DATASHEET/ENG/rgc.pdf
RELAY | SSR |  | RGC1A23D25KKE | Carlo gavazzi |  | 25 DC |  | 1,230V |  |  | https://drive.google.com/file/d/1qQtH08A_cxNomkZqA_CS7r1tuMuYTU_F/view?usp=drive_link | https://www.gavazziautomation.com/fileadmin/images/PIM/DATASHEET/ENG/rgc.pdf
RELAY | SSR |  | RGC1A60A42KGE | Carlo gavazzi |  | 43 AC |  | 1660 |  |  | https://drive.google.com/file/d/1jWQOeipwlojZ3tPCdX2zNyvmdHN_16OR/view?usp=drive_link | https://www.gavazziautomation.com/fileadmin/images/PIM/DATASHEET/ENG/rgc.pdf
RELAY | SSR |  | RGC1A60A42KGU | Carlo gavazzi |  | 43 AC |  | 1, 660 |  |  | https://drive.google.com/file/d/1RMm1uGU9QAu-uu-MU0LsGIgd4NUls943/view?usp=drive_link | https://www.gavazziautomation.com/fileadmin/images/PIM/DATASHEET/ENG/rgc_u.pdf
RELAY | SSR |  | RGC1A60A60KGE | Carlo gavazzi |  | 60 AC |  | 1660 |  |  | https://drive.google.com/file/d/1TJHCX-hOkz-w4Jsw1okFXQRozvwZjUIU/view?usp=drive_link | https://www.gavazziautomation.com/fileadmin/images/PIM/DATASHEET/ENG/rgc.pdf
RELAY | SSR |  | RGC1A60A60KGU | Carlo gavazzi |  | 60 AC |  | 1660 |  |  | https://drive.google.com/file/d/1HrQ-KmbuFI-zrzS5caxqWrzauqesP_t7/view?usp=drive_link | https://www.gavazziautomation.com/fileadmin/images/PIM/DATASHEET/ENG/rgc_u.pdf
RELAY | SSR |  | RGC1A60A62GGEP | Carlo gavazzi |  | 65 AC |  | 1660 |  | Temp.Protection | https://drive.google.com/file/d/1EXffGurWEQMcSVTfdRn4PCjiu1lnAZfY/view?usp=drive_link | https://www.gavazziautomation.com/fileadmin/images/PIM/DATASHEET/ENG/rgc.pdf
RELAY | SSR |  | RGC1A60A90GGEP | Carlo gavazzi |  | AC |  | 1660 |  | Temp.Protection |  | https://www.mouser.in/datasheet/2/1032/rgc-2525437.pdf
RELAY | SSR |  | RGC1A60D15KKE | Carlo gavazzi |  | 20 DC |  | 1660 |  |  | https://drive.google.com/file/d/10Mo40-eF9p5ZW7KguWWcblJ62OovS7qg/view?usp=drive_link | https://www.gavazziautomation.com/fileadmin/images/PIM/DATASHEET/ENG/rgc.pdf
RELAY | SSR |  | RGC1A60D20KGU | Carlo gavazzi |  | 23 DC |  | 1660 |  |  | https://drive.google.com/file/d/1dJHimSTFoI9qSVmbQnEEGyBEheBZscgo/view?usp=drive_link | https://www.gavazziautomation.com/fileadmin/images/PIM/DATASHEET/ENG/rgc_u.pdf
RELAY | SSR |  | RGC1A60D20KKE | Carlo gavazzi |  | 23 DC |  | 1660 |  |  | https://drive.google.com/file/d/1sNwsb0rlP7nduEe5XgPauF3ah2FXjzox/view?usp=drive_link | https://www.gavazziautomation.com/fileadmin/images/PIM/DATASHEET/ENG/rgc.pdf
RELAY | SSR |  | RGC1A60D25KGU | Carlo gavazzi |  | 25 DC |  | 1660 |  |  | https://drive.google.com/file/d/1cdGEA-i272h7F6WpLXrbejuPpUyyNLlT/view?usp=drive_link | https://www.gavazziautomation.com/fileadmin/images/PIM/DATASHEET/ENG/rgc_u.pdf
RELAY | SSR |  | RGC1A60D25KKE | Carlo gavazzi |  | 25 DC |  | 1660 |  |  | https://drive.google.com/file/d/120dDp5n5QwsxjD23MH25IqPgsQlwGTv_/view?usp=drive_link | https://www.gavazziautomation.com/fileadmin/images/PIM/DATASHEET/ENG/rgc.pdf
RELAY | SSR |  | RGC1A60D25KKEC | Carlo gavazzi |  | 25 DC |  | 1660 |  |  | https://drive.google.com/file/d/120dDp5n5QwsxjD23MH25IqPgsQlwGTv_/view?usp=drive_link | https://www.mouser.in/datasheet/2/1032/rgc-2525437.pdf
RELAY | SSR |  | RGC1A60D30GKEP | Carlo gavazzi |  | 30 DC | Screw | 1660 |  | Temp.Protection | https://drive.google.com/file/d/120Z-5b9ok085s_n0HRW2LhkcBvdbwRzX/view?usp=drive_link | https://www.gavazziautomation.com/en-global/product/RGC1A60D30GKEP
RELAY | SSR |  | RGC1A60D30KKE | Carlo gavazzi |  | 30 DC | Screw | 1660 |  |  | https://drive.google.com/file/d/120dDp5n5QwsxjD23MH25IqPgsQlwGTv_/view?usp=drive_link | https://www.gavazziautomation.com/fileadmin/images/PIM/DATASHEET/ENG/rgc.pdf
RELAY | SSR |  | RGC1A60D40KGE | Carlo gavazzi |  | 40 DC | Box Clamp | 1660 |  |  | https://drive.google.com/file/d/1CvMazPjNWnymkSLExdQNnoo921E54rY-/view?usp=drive_link | https://www.gavazziautomation.com/fileadmin/images/PIM/DATASHEET/ENG/rgc.pdf
RELAY | SSR |  | RGC1A60D40KGU | Carlo gavazzi |  | 40 DC | Box Clamp | 1660 |  |  | https://drive.google.com/file/d/17HayWZPYJR72AjGWZXOrhiAAE7qTpJpf/view?usp=drive_link | https://www.gavazziautomation.com/fileadmin/images/PIM/DATASHEET/ENG/rgc_u.pdf
RELAY | SSR |  | RGC1A60D42KGE | Carlo gavazzi |  | 43 DC | Box Clamp | 1660 |  |  | https://drive.google.com/file/d/1etAJAn45a3tLiVczZLu94PohQ9hNyt_S/view?usp=drive_link | https://www.gavazziautomation.com/fileadmin/images/PIM/DATASHEET/ENG/rgc.pdf
RELAY | SSR |  | RGC1A60D42KGU | Carlo gavazzi |  | 43 DC | Box Clamp | 1660 |  |  | https://drive.google.com/file/d/1eH3HuT7Le2IliLSbo5bJlyK_op3CqZFA/view?usp=drive_link | https://www.gavazziautomation.com/fileadmin/images/PIM/DATASHEET/ENG/rgc_u.pdf
RELAY | SSR |  | RGC1A60D60KGE | Carlo gavazzi |  | 60 DC | Box Clamp | 1660 |  |  | https://drive.google.com/file/d/17Y6D1qVbWVKiROYFiZH_xeOTQ9K-i2rq/view?usp=drive_link | https://www.gavazziautomation.com/fileadmin/images/PIM/DATASHEET/ENG/rgc.pdf
RELAY | SSR |  | RGC1A60D62KGE | Carlo gavazzi |  | 65 DC | Box Clamp | 1660 |  |  | https://drive.google.com/file/d/17Y6D1qVbWVKiROYFiZH_xeOTQ9K-i2rq/view?usp=drive_link | https://www.gavazziautomation.com/en-global/product/RGC1A60D62KGE
RELAY | SSR |  | RGC1A60D92GGEP | Carlo gavazzi |  | 85 DC | Box Clamp | 1660 |  | Temp.Protection | https://drive.google.com/file/d/1Ps7N-8itF3VT8Kvkii7kHeutBXApD2Sh/view?usp=drive_link | https://www.gavazziautomation.com/fileadmin/images/PIM/DATASHEET/ENG/rgc.pdf
RELAY | SSR |  | RGC1P48AA42ET | Carlo gavazzi |  | 43 AC |  | 1660 |  | Tamper Proof | https://drive.google.com/file/d/1sH-Fx0PiOKFtyLp1HLjtWto__v8JwtWy/view?usp=drive_link | https://www.gavazziautomation.com/en-global/product/RGC1P48AA42ET
RELAY | SSR |  | RGC1P48V12ED | Carlo gavazzi |  | 15 DC |  | 1660 |  |  | https://drive.google.com/file/d/1sH-Fx0PiOKFtyLp1HLjtWto__v8JwtWy/view?usp=drive_link | https://www.gavazziautomation.com/en-global/product/RGC1P48V12ED
RELAY | SSR |  | RGC1S60D41GGEP | Carlo gavazzi |  | 43 DC | Box Clamp | 1660 |  | Temp. Protection | https://drive.google.com/file/d/1dnapDkDvTcYEFYKgdjtlU3T7ogk0-Pjv/view?usp=drive_link | https://www.gavazziautomation.com/fileadmin/images/PIM/DATASHEET/ENG/SSR_RGC1S.pdf
RELAY | SSR |  | RGC1S60D41GGUP | Carlo gavazzi |  | 43 DC | Box Clamp | 1660 |  | Temp. Protection | https://drive.google.com/file/d/1dnapDkDvTcYEFYKgdjtlU3T7ogk0-Pjv/view?usp=drive_link | https://www.gavazziautomation.com/fileadmin/images/PIM/DATASHEET/ENG/SSR_RGC1S.pdf
RELAY | SSR |  | RGC2A60D25KKE | Carlo gavazzi |  | 25 DC | Screw | 2, 600 |  |  | https://drive.google.com/file/d/1AxqpMHFVTZRSOZ3ZwZNsG-xA7QxhrJ2f/view?usp=drive_link | https://www.gavazziautomation.com/fileadmin/images/PIM/DATASHEET/ENG/RGC_2_3A.pdf
RELAY | SSR |  | RGC2A60D75GGEDF | Carlo gavazzi |  | 75 DC | Box Clamp | 2600 |  | Temp. Protection | https://drive.google.com/file/d/1X-O7AdLcHLVAQ3y7SxDcRC-NcCBdkEM6/view?usp=drive_link | https://www.gavazziautomation.com/fileadmin/images/PIM/DATASHEET/ENG/RGC_2_3A.pdf
RELAY | SSR |  | RGC2A60D75GGEDFP85 | Carlo gavazzi |  | 75 DC | Box Clamp | 2, 600 |  |  | https://drive.google.com/file/d/1PON4a9CX8KMJCWZRfKwI8x38T5eplj2a/view?usp=drive_link | https://www.mouser.in/datasheet/2/1032/RGC_2_3A-2525200.pdf
RELAY | SSR |  | RGC2P60V25C1DM | Carlo gavazzi |  | 25 DC |  | 2600 |  |  | https://drive.google.com/file/d/1AxqpMHFVTZRSOZ3ZwZNsG-xA7QxhrJ2f/view?usp=drive_link | https://www.gavazziautomation.com/fileadmin/images/PIM/DATASHEET/ENG/RGC_2_3P.pdf
RELAY | SSR |  | RGC3A60A40GGEAF | Carlo gavazzi |  | 40 AC | Box Clamp | 3, 660 |  | Fan | https://drive.google.com/file/d/1AxqpMHFVTZRSOZ3ZwZNsG-xA7QxhrJ2f/view?usp=drive_link | https://www.gavazziautomation.com/en-global/product/RGC3A60A40GGEAF
RELAY | SSR |  | RGC3A60A65GGEAFM | Carlo gavazzi |  | 65 AC | Box Clamp | 3, 660 |  | Fan | https://drive.google.com/file/d/1AxqpMHFVTZRSOZ3ZwZNsG-xA7QxhrJ2f/view?usp=drive_link | https://www.gavazziautomation.com/fileadmin/images/PIM/DATASHEET/ENG/RGC_2_3A.pdf
RELAY | SSR |  | RGC3A60D20GKEDM | Carlo gavazzi |  | 20 DC | Screw | 3, 660 |  |  | https://drive.google.com/file/d/1AxqpMHFVTZRSOZ3ZwZNsG-xA7QxhrJ2f/view?usp=drive_link | https://www.gavazziautomation.com/fileadmin/images/PIM/DATASHEET/ENG/RGC_2_3A.pdf
RELAY | SSR |  | RGC3A60D20KKE | Carlo gavazzi |  | 20 DC | Screw | 3660 |  |  | https://drive.google.com/file/d/1AxqpMHFVTZRSOZ3ZwZNsG-xA7QxhrJ2f/view?usp=drive_link | https://www.gavazziautomation.com/fileadmin/images/PIM/DATASHEET/ENG/RGC_2_3A.pdf
RELAY | SSR |  | RGC3A60D40GGEDF | Carlo gavazzi |  | 40 DC | Box Clamp | 3660 |  | Fan | https://drive.google.com/file/d/1AxqpMHFVTZRSOZ3ZwZNsG-xA7QxhrJ2f/view?usp=drive_link | https://www.gavazziautomation.com/fileadmin/images/PIM/DATASHEET/ENG/RGC_2_3A.pdf
RELAY | SSR |  | RGC3A60D65GGEDF | Carlo gavazzi |  | 65 DC | Box Clamp | 3660 |  | Fan | https://drive.google.com/file/d/1AxqpMHFVTZRSOZ3ZwZNsG-xA7QxhrJ2f/view?usp=drive_link | https://www.gavazziautomation.com/fileadmin/images/PIM/DATASHEET/ENG/RGC_2_3A.pdf
RELAY | SSR |  | RGC3P60I20EDP | Carlo gavazzi |  | 20 DC |  | 3660 |  | Temp. Protection | https://drive.google.com/file/d/1AxqpMHFVTZRSOZ3ZwZNsG-xA7QxhrJ2f/view?usp=drive_link | https://www.gavazziautomation.com/fileadmin/images/PIM/DATASHEET/ENG/RGC_2_3P.pdf
RELAY | SSR |  | RGC3P60I30EDP | Carlo gavazzi |  | 30 DC |  | 3660 |  | Temp. Protection | https://drive.google.com/file/d/1AxqpMHFVTZRSOZ3ZwZNsG-xA7QxhrJ2f/view?usp=drive_link | https://www.gavazziautomation.com/fileadmin/images/PIM/DATASHEET/ENG/RGC_2_3P.pdf
RELAY | SSR |  | RGC3P60I65EAFP | Carlo gavazzi |  | 65 DC |  | 3660 |  | Fan,Temp.Protection | https://drive.google.com/file/d/1AxqpMHFVTZRSOZ3ZwZNsG-xA7QxhrJ2f/view?usp=drive_link | https://www.gavazziautomation.com/fileadmin/images/PIM/DATASHEET/ENG/RGC_2_3P.pdf
RELAY | SSR |  | RGC3P60I65EDFP | Carlo gavazzi |  | 65 DC |  | 3660 |  | Fan,Temp.Protection | https://drive.google.com/file/d/1AxqpMHFVTZRSOZ3ZwZNsG-xA7QxhrJ2f/view?usp=drive_link | https://www.gavazziautomation.com/en-global/product/RGC3P60I65EDFP
RELAY | SSR |  | RGC3P60V30C1DM | Carlo gavazzi |  | 30 DC |  | 3660 |  |  | https://drive.google.com/file/d/117OmTyu_UGJJqLclvf8Emx-2UkT7jPvl/view?usp=drive_link | https://www.gavazziautomation.com/fileadmin/images/PIM/DATASHEET/ENG/RGC_2_3P.pdf
RELAY | SSR |  | RGCM3A60D15GKE | Carlo gavazzi |  | 15 DC | Screw | 3660 |  |  | https://drive.google.com/file/d/1K8OXBZAtQM8bAEVAMiuJUVYKIIapOpyd/view?usp=drive_link | https://www.gavazziautomation.com/fileadmin/images/PIM/DATASHEET/ENG/SSR_RGCM3A.pdf
RELAY | SSR |  | RGH1A60D31KKE | Carlo gavazzi |  | 30 DC | Screw | 1660 |  |  | https://drive.google.com/file/d/1T_AcVSt9B-Z58X_uc_UOYV-z-qfUEkA6/view?usp=drive_link | https://www.gavazziautomation.com/fileadmin/images/PIM/DATASHEET/ENG/rgh.pdf
RELAY | SSR |  | RGS1A23D25KKE | Carlo gavazzi |  | 25 DC | Screw | 1264 |  |  | https://drive.google.com/file/d/1T_AcVSt9B-Z58X_uc_UOYV-z-qfUEkA6/view?usp=drive_link | https://www.gavazziautomation.com/fileadmin/images/PIM/DATASHEET/ENG/rgs.pdf
RELAY | SSR |  | RGS1A60D50KKE | Carlo gavazzi |  | 50 DC | Screw | 1660 |  |  | https://drive.google.com/file/d/1T_AcVSt9B-Z58X_uc_UOYV-z-qfUEkA6/view?usp=drive_link | https://www.gavazziautomation.com/fileadmin/images/PIM/DATASHEET/ENG/rgs.pdf
RELAY | SSR |  | RGS1A60D50MKE | Carlo gavazzi |  | 50 DC | Screw | 1660 |  |  | https://drive.google.com/file/d/1s6pZj9yqYWOhZMTAZj0DFOEGY51grXF-/view?usp=drive_link | https://www.mouser.in/datasheet/2/1032/rgs-2525243.pdf
RELAY | SSR |  | RGS1A60D90KKE | Carlo gavazzi |  | 90 DC | Screw | 1660 |  |  | https://drive.google.com/file/d/1wJ6MdEhL-F-3MqcPdcuFP_lXefI9kHo5/view?usp=drive_link | https://www.gavazziautomation.com/fileadmin/images/PIM/DATASHEET/ENG/rgs.pdf
RELAY | SSR |  | RK2A60D50P | Carlo gavazzi |  | 50 DC |  | 2600 |  |  | https://drive.google.com/file/d/1Gt_pJ4lOtHvcRie5lXiDqfrlva-g5N-7/view?usp=drive_link | https://www.gavazziautomation.com/fileadmin/images/PIM/DATASHEET/ENG/ssr_rk2.pdf
RELAY | SSR |  | RM1A23A50 | Carlo gavazzi |  | 50 AC |  | 1, 230 |  |  | https://drive.google.com/file/d/1JbbuE5KyhA7a9ucHN431W9jsguZKad1s/view?usp=drive_link | https://www.gavazziautomation.com/fileadmin/images/PIM/DATASHEET/ENG/RM1A.pdf
RELAY | SSR |  | RM1A23A75 | Carlo gavazzi |  | 75 AC |  | 1 230 |  |  | https://drive.google.com/file/d/1JbbuE5KyhA7a9ucHN431W9jsguZKad1s/view?usp=drive_link | https://www.gavazziautomation.com/fileadmin/images/PIM/DATASHEET/ENG/RM1A.pdf
RELAY | SSR |  | RM1A23D25 | Carlo gavazzi |  | 25 DC |  | 1, 23 |  |  | https://drive.google.com/file/d/1JbbuE5KyhA7a9ucHN431W9jsguZKad1s/view?usp=drive_link | https://www.gavazziautomation.com/fileadmin/images/PIM/DATASHEET/ENG/RM1A.pdf
RELAY | SSR |  | RM1A23D50 | Carlo gavazzi |  | 50 DC |  | 1,23 |  |  | https://drive.google.com/file/d/1JbbuE5KyhA7a9ucHN431W9jsguZKad1s/view?usp=drive_link | https://www.gavazziautomation.com/fileadmin/images/PIM/DATASHEET/ENG/RM1A.pdf
RELAY | SSR |  | RM1A40A25 | Carlo gavazzi |  | 25 DC |  | 1,40 |  |  | https://drive.google.com/file/d/1CjBd2973j4X71RroshcAIsi4ZWHYNwTm/view?usp=drive_link | https://www.gavazziautomation.com/fileadmin/images/PIM/DATASHEET/ENG/RM1A.pdf
RELAY | SSR |  | RM1A40D50 | Carlo gavazzi |  | 50 DC |  | 1, 50 |  |  | https://drive.google.com/file/d/1CjBd2973j4X71RroshcAIsi4ZWHYNwTm/view?usp=drive_link | https://www.gavazziautomation.com/fileadmin/images/PIM/DATASHEET/ENG/RM1A.pdf
RELAY | SSR |  | RM1A48A100 | Carlo gavazzi |  | 100 AC |  | 1, 480 |  |  | https://drive.google.com/file/d/1CjBd2973j4X71RroshcAIsi4ZWHYNwTm/view?usp=drive_link | https://www.gavazziautomation.com/fileadmin/images/PIM/DATASHEET/ENG/RM1A.pdf
RELAY | SSR |  | RM1A48A25 | Carlo gavazzi |  | 25 AC |  | 1 ,480 |  |  | https://drive.google.com/file/d/1CjBd2973j4X71RroshcAIsi4ZWHYNwTm/view?usp=drive_link | https://www.gavazziautomation.com/fileadmin/images/PIM/DATASHEET/ENG/RM1A.pdf
RELAY | SSR |  | RM1A48A50 | Carlo gavazzi |  | 50 AC |  | 1 ,480 |  |  | https://drive.google.com/file/d/1CjBd2973j4X71RroshcAIsi4ZWHYNwTm/view?usp=drive_link | https://www.gavazziautomation.com/fileadmin/images/PIM/DATASHEET/ENG/RM1A.pdf
RELAY | SSR |  | RM1A48D100 | Carlo gavazzi |  | 100 DC |  | 1, 480 |  |  | https://drive.google.com/file/d/1CjBd2973j4X71RroshcAIsi4ZWHYNwTm/view?usp=drive_link | https://www.gavazziautomation.com/fileadmin/images/PIM/DATASHEET/ENG/RM1A.pdf
RELAY | SSR |  | RM1A48D50 | Carlo gavazzi |  | 50 DC |  | 1480 |  |  | https://drive.google.com/file/d/10_q2TSX0DSDD4KWh7n6h9hDMW2g-ZW1i/view?usp=drive_link | https://www.gavazziautomation.com/fileadmin/images/PIM/DATASHEET/ENG/RM1A.pdf
RELAY | SSR |  | RM1A48D50S18 | Carlo gavazzi |  | 50 DC |  | 1480 |  |  | https://drive.google.com/file/d/10_q2TSX0DSDD4KWh7n6h9hDMW2g-ZW1i/view?usp=drive_link | https://www.mouser.in/datasheet/2/1032/RM1A-2525438.pdf
RELAY | SSR |  | RM1A48D75 | Carlo gavazzi |  | 75 DC |  | 1480 |  |  | https://drive.google.com/file/d/10_q2TSX0DSDD4KWh7n6h9hDMW2g-ZW1i/view?usp=drive_link | https://www.gavazziautomation.com/fileadmin/images/PIM/DATASHEET/ENG/RM1A.pdf
RELAY | SSR |  | RM1A48D75LP40 | Carlo gavazzi |  | 75 DC |  | 1480 |  |  | https://drive.google.com/file/d/10_q2TSX0DSDD4KWh7n6h9hDMW2g-ZW1i/view?usp=drive_link | https://www.mouser.in/datasheet/2/1032/RM1A-2525438.pdf
RELAY | SSR |  | RM1A60D50 | Carlo gavazzi |  | 50 DC |  | 1, 600 |  |  | https://drive.google.com/file/d/10_q2TSX0DSDD4KWh7n6h9hDMW2g-ZW1i/view?usp=drive_link | https://www.gavazziautomation.com/fileadmin/images/PIM/DATASHEET/ENG/RM1A.pdf
RELAY | SSR |  | RM1A60D75 | Carlo gavazzi |  | 75 DC |  | 1, 600 |  |  | https://drive.google.com/file/d/10_q2TSX0DSDD4KWh7n6h9hDMW2g-ZW1i/view?usp=drive_link | https://www.gavazziautomation.com/fileadmin/images/PIM/DATASHEET/ENG/RM1A.pdf
RELAY | SSR |  | RM1C40D50 | Carlo gavazzi |  | 50 DC |  | 1400 |  |  | https://drive.google.com/file/d/10_q2TSX0DSDD4KWh7n6h9hDMW2g-ZW1i/view?usp=drive_link | https://www.gavazziautomation.com/fileadmin/images/PIM/DATASHEET/ENG/SSR_RM1C.pdf
RELAY | SSR |  | RM1D060D100 | Carlo gavazzi |  | 100 DC |  | 1,60 |  |  | https://drive.google.com/file/d/1NvKy503Xb9JD9yd9F8DSkFpGfEIKsXr7/view?usp=drive_link | https://www.gavazziautomation.com/fileadmin/images/PIM/DATASHEET/ENG/SSR_RM1D.pdf
RELAY | SSR |  | RM1E23AA25 | Carlo gavazzi |  | 25 DC |  | 1 ,230 |  |  | https://drive.google.com/file/d/10_q2TSX0DSDD4KWh7n6h9hDMW2g-ZW1i/view?usp=drive_link | https://www.gavazziautomation.com/fileadmin/images/PIM/DATASHEET/ENG/SSR_RM1E.pdf
RELAY | SSR |  | RM1E40AA25 | Carlo gavazzi |  | 25 DC |  | 1, 400 |  |  | https://drive.google.com/file/d/10_q2TSX0DSDD4KWh7n6h9hDMW2g-ZW1i/view?usp=drive_link | https://www.mouser.in/datasheet/2/1032/RM1EAAdatasheet-1806352.pdf
RELAY | SSR |  | RM1E48AA25 | Carlo gavazzi |  | 25 DC |  | 1480 |  |  | https://drive.google.com/file/d/10_q2TSX0DSDD4KWh7n6h9hDMW2g-ZW1i/view?usp=drive_link | https://www.gavazziautomation.com/fileadmin/images/PIM/DATASHEET/ENG/SSR_RM1E.pdf
RELAY | SSR |  | RM1E48AA50 | Carlo gavazzi |  | 50 DC |  | 1480 |  |  | https://drive.google.com/file/d/10_q2TSX0DSDD4KWh7n6h9hDMW2g-ZW1i/view?usp=drive_link | https://www.gavazziautomation.com/en-global/search?q=RM1E48AA50
RELAY | SSR |  | RP1A23D3 | Carlo gavazzi |  | 3 DC |  | 1230 |  | PCB | https://drive.google.com/file/d/1Bgg5rhlDFJxU8jf4hW6Uw_UvEPEAZ0QI/view?usp=drive_link | https://www.gavazziautomation.com/fileadmin/images/PIM/DATASHEET/ENG/SSR_RP1A.pdf
RELAY | SSR |  | RP1A23D5M1 | Carlo gavazzi |  | 5 DC |  | 1230 |  | PCB | https://drive.google.com/file/d/1fEiWoWNSqz9L5XF0HSLdcSRl2x8IleLN/view?usp=drive_link | https://www.gavazziautomation.com/fileadmin/images/PIM/DATASHEET/ENG/SSR_RP1A.pdf
RELAY | SSR |  | RP1A40D5 | Carlo gavazzi |  | 5 DC |  | 1400 |  | PCB | https://drive.google.com/file/d/1KMjNvlUn0Ie_kJQq8HZbtwlGhHxqatXr/view?usp=drive_link | https://www.gavazziautomation.com/fileadmin/images/PIM/DATASHEET/ENG/SSR_RP1A.pdf
RELAY | SSR |  | RP1A48D3 | Carlo gavazzi |  | 3 DC |  | 1, 480 |  | PCB | https://drive.google.com/file/d/1KMjNvlUn0Ie_kJQq8HZbtwlGhHxqatXr/view?usp=drive_link | https://www.gavazziautomation.com/fileadmin/images/PIM/DATASHEET/ENG/SSR_RP1A.pdf
RELAY | SSR |  | RP1D060D4 | Carlo gavazzi |  | 4 DC |  | 1,60 |  | PCB | https://drive.google.com/file/d/1KMjNvlUn0Ie_kJQq8HZbtwlGhHxqatXr/view?usp=drive_link | https://www.gavazziautomation.com/fileadmin/images/PIM/DATASHEET/ENG/SSR_RP1D.pdf
RELAY | SSR |  | RPYS002024DLT | Carlo gavazzi |  | DC | Changeover | 24 |  | PCB | https://drive.google.com/file/d/1ibBeGqv5Jsc8xbF376pVQqHGxfKnd7Qs/view?usp=drive_link | https://www.gavazziautomation.com/fileadmin/images/PIM/DATASHEET/ENG/RPYS_ZPYS_DS_EN.pdf
RELAY | SSR |  | RR2A40D400 | Carlo gavazzi |  | 4.0 kW, 5 HP DC |  | 2400 |  | Motor Reversing | https://drive.google.com/file/d/1hmigM4T7aYWBpVB8AT69EXaPevtKwM9L/view?usp=drive_link | https://www.gavazziautomation.com/fileadmin/images/PIM/DATASHEET/ENG/MC_RR2A_DS_ENG.PDF
RELAY | SSR |  | RS1A23A2-25 | Carlo gavazzi |  | 25 AC |  | 1, 230 |  |  | https://drive.google.com/file/d/1RM9WSSLfeTu0TAQ9CHgt-1lXq87evuQU/view?usp=drive_link | https://www.mouser.in/datasheet/2/1032/RS1AAdatasheet-1806283.pdf
RELAY | SSR |  | RS1A23A2-40 | Carlo gavazzi |  | 40 AC |  | 1, 400 |  |  | https://drive.google.com/file/d/1RM9WSSLfeTu0TAQ9CHgt-1lXq87evuQU/view?usp=drive_link
RELAY | SSR |  | RS1A23D40 | Carlo gavazzi |  | 40 DC |  | 1 ,230 |  |  | https://drive.google.com/file/d/1RM9WSSLfeTu0TAQ9CHgt-1lXq87evuQU/view?usp=drive_link | https://www.gavazziautomation.com/fileadmin/images/PIM/DATASHEET/ENG/RS1A.pdf
RELAY | SSR |  | RS1A40A240 | Carlo gavazzi |  | 40 AC |  | 1400 |  |  | https://drive.google.com/file/d/1rIASh3KJ9br4jxL-HbOb2JpnqRz23iHD/view?usp=drive_link
RELAY | SSR |  | RS1A40D25 | Carlo gavazzi |  | 25 DC |  | 1 ,400 |  |  | https://drive.google.com/file/d/1rIASh3KJ9br4jxL-HbOb2JpnqRz23iHD/view?usp=drive_link | https://www.gavazziautomation.com/fileadmin/images/PIM/DATASHEET/ENG/RS1A.pdf
RELAY | SSR |  | RS1A40D25EB | Carlo gavazzi |  | 25 DC |  | 1, 400 |  |  | https://drive.google.com/file/d/1rIASh3KJ9br4jxL-HbOb2JpnqRz23iHD/view?usp=drive_link | https://www.mouser.in/datasheet/2/1032/RS1A-2525412.pdf
RELAY | SSR |  | RS1A48D10 | Carlo gavazzi |  | 10 DC |  | 1528 |  |  | https://drive.google.com/file/d/1Wnq98kOgERnFAUGEgx45c6yksbidRjxv/view?usp=drive_link | https://www.gavazziautomation.com/fileadmin/images/PIM/DATASHEET/ENG/RS1A.pdf
RELAY | SSR |  | RS1A48D100E | Carlo gavazzi |  | 100 AC |  | 1528 |  |  | https://drive.google.com/file/d/1Wnq98kOgERnFAUGEgx45c6yksbidRjxv/view?usp=drive_link | https://www.gavazziautomation.com/fileadmin/images/PIM/DATASHEET/ENG/SSR_RS_E.pdf
RELAY | SSR |  | RS1A48D40 | Carlo gavazzi |  | 40 DC |  | 1528 |  |  | https://drive.google.com/file/d/1RM9WSSLfeTu0TAQ9CHgt-1lXq87evuQU/view?usp=drive_link | https://www.gavazziautomation.com/fileadmin/images/PIM/DATASHEET/ENG/RS1A.pdf
RELAY | SSR |  | RS1A48D80E | Carlo gavazzi |  | 80 DC |  | 1528 |  |  | https://drive.google.com/file/d/1Wnq98kOgERnFAUGEgx45c6yksbidRjxv/view?usp=drive_link | https://www.gavazziautomation.com/fileadmin/images/PIM/DATASHEET/ENG/SSR_RS_E.pdf
RELAY | SSR |  | RZ3A40A40 | Carlo gavazzi |  | AC/DC |  | 3400 |  |  | https://drive.google.com/file/d/1lWz3YBkiVL-vSgkwHpgFTuxTr-PVjSyr/view?usp=drive_link | https://www.tme.com/Document/2fd3e3157b8ae518b93a185a052d2547/RZ3-SERIES.pdf
RELAY | SSR |  | RZ3A40A75 | Carlo gavazzi |  | 75 AC/DC |  | 3400 |  |  | https://drive.google.com/file/d/1lWz3YBkiVL-vSgkwHpgFTuxTr-PVjSyr/view?usp=drive_link | https://www.gavazziautomation.com/fileadmin/images/PIM/DATASHEET/ENG/RZ3A.pdf
RELAY | SSR |  | RZ3A40D25 | Carlo gavazzi |  | 25 DC |  | 3400 |  |  | https://drive.google.com/file/d/1lWz3YBkiVL-vSgkwHpgFTuxTr-PVjSyr/view?usp=drive_link | https://www.gavazziautomation.com/fileadmin/images/PIM/DATASHEET/ENG/RZ3A.pdf
RELAY | SSR |  | RZ3A40D40 | Carlo gavazzi |  | 40 DC |  | 3400 |  |  | https://drive.google.com/file/d/1lWz3YBkiVL-vSgkwHpgFTuxTr-PVjSyr/view?usp=drive_link
RELAY | SSR |  | RZ3A40D55 | Carlo gavazzi |  | 55 DC |  | 3400 |  |  | https://drive.google.com/file/d/1lWz3YBkiVL-vSgkwHpgFTuxTr-PVjSyr/view?usp=drive_link | https://www.mouser.in/datasheet/2/1032/RZ3A-2525454.pdf
RELAY | SSR |  | RZ3A60D25 | Carlo gavazzi |  | 25 DC |  | 3, 600 |  |  | https://drive.google.com/file/d/1lWz3YBkiVL-vSgkwHpgFTuxTr-PVjSyr/view?usp=drive_link | https://www.gavazziautomation.com/fileadmin/images/PIM/DATASHEET/ENG/RZ3A.pdf
RELAY | SSR |  | RA2425-D06 | Carlo gavazzi |  | 25 DC |  | 1 ,230 |  |  | https://drive.google.com/file/d/1bHOKKUZyAqIr3rqzqHlCwPoWyP4ZS6R-/view?usp=drive_link | https://www.gavazziautomation.com/fileadmin/images/PIM/DATASHEET/ENG/SSR_RA.pdf
RELAY | SSR |  | RS1A40D40 | Carlo gavazzi |  | 40 DC |  | 1, 400 |  |  | https://drive.google.com/file/d/1NSoSlaSBtMBbPmi7hHmgb-k5osnYPM3i/view?usp=drive_link | https://www.gavazziautomation.com/fileadmin/images/PIM/DATASHEET/ENG/RS1A.pdf
RELAY | SSR |  | RS1A40D40E | Carlo gavazzi |  | 40 DC |  | 1, 400 |  |  | https://drive.google.com/file/d/1NSoSlaSBtMBbPmi7hHmgb-k5osnYPM3i/view?usp=drive_link | https://www.gavazziautomation.com/fileadmin/images/PIM/DATASHEET/ENG/SSR_RS_E.pdf
RELAY | SSR |  | 34.81.7.024.9024 | Finder | [6 empty] | https://drive.google.com/file/d/1b7D3wlM-Dh1jB1NzKmmnAPT9xqS1N3yu/view?usp=drive_link | https://www.farnell.com/datasheets/3677666.pdf?_gl=1*1b87kz*_gcl_aw*R0NMLjE3MjY4MjM5NzEuQ2owS0NRand1clMzQmhDR0FSSXNBRGRVSDUxNG10OHF2UEFLNHVORGNMUmRRd2lIbGV0ZXB2N1E1REVtS2hrcmdBSldhazB4cjFxNHRpa2FBa0ZxRUFMd193Y0I.*_gcl_au*MjAxMzMyNjk0NC4xNzIzMTg0OTgx
RELAY | INDUSTRIAL |  | RCP1100315 | Carlo gavazzi | [6 empty] | https://drive.google.com/file/d/1TNHc_sB07JIih9eH2V4przUn4vozKjoV/view?usp=drive_link
RELAY | INDUSTRIAL |  | RCP1100324 | Carlo gavazzi | [6 empty] | https://drive.google.com/file/d/1TNHc_sB07JIih9eH2V4przUn4vozKjoV/view?usp=drive_link | https://www.gavazziautomation.com/fileadmin/images/PIM/DATASHEET/ENG/IR_RCP...V_DS_ENG.pdf
RELAY | INDUSTRIAL |  | RMIA210115/120VAC | Carlo gavazzi |  | 10 AC |  | 2120 |  |  | https://drive.google.com/file/d/1TNHc_sB07JIih9eH2V4przUn4vozKjoV/view?usp=drive_link | https://www.gavazziautomation.com/fileadmin/images/PIM/DATASHEET/ENG/IR_RMIA_VAC_VDC_DS_ENG.pdf
RELAY | INDUSTRIAL |  | RMIA210230VAC | Carlo gavazzi |  | 10 AC |  | 2230 |  |  | https://drive.google.com/file/d/1TNHc_sB07JIih9eH2V4przUn4vozKjoV/view?usp=drive_link | https://www.gavazziautomation.com/fileadmin/images/PIM/DATASHEET/ENG/IR_RMIA_VAC_VDC_DS_ENG.pdf
RELAY | INDUSTRIAL |  | RMIA21024VDC | Carlo gavazzi |  | 10 DC |  | 2,24 |  |  | https://drive.google.com/file/d/1TNHc_sB07JIih9eH2V4przUn4vozKjoV/view?usp=drive_link | https://www.gavazziautomation.com/fileadmin/images/PIM/DATASHEET/ENG/IR_RMIA_VAC_VDC_DS_ENG.pdf
RELAY | INDUSTRIAL |  | RMIA45115/120VAC | Carlo gavazzi |  | 45 AC |  | 120 |  |  | https://drive.google.com/file/d/1TNHc_sB07JIih9eH2V4przUn4vozKjoV/view?usp=drive_link
RELAY | INDUSTRIAL |  | RMIA45115VAC | Carlo gavazzi |  | 45 AC |  |  |  |  | https://drive.google.com/file/d/1TNHc_sB07JIih9eH2V4przUn4vozKjoV/view?usp=drive_link
RELAY | INDUSTRIAL |  | RMIA45230VAC | Carlo gavazzi |  | 45 AC |  | 230 |  |  | https://drive.google.com/file/d/1TNHc_sB07JIih9eH2V4przUn4vozKjoV/view?usp=drive_link | https://www.gavazziautomation.com/fileadmin/images/PIM/DATASHEET/ENG/IR_RMIA_VAC_VDC_DS_ENG.pdf
RELAY | INDUSTRIAL |  | RMIA4524VAC | Carlo gavazzi |  | 45 AC |  | 24 |  |  | https://drive.google.com/file/d/1TNHc_sB07JIih9eH2V4przUn4vozKjoV/view?usp=drive_link | https://www.gavazziautomation.com/fileadmin/images/PIM/DATASHEET/ENG/IR_RMIA_VAC_VDC_DS_ENG.pdf
RELAY | INDUSTRIAL |  | RMIA4524VDC | Carlo gavazzi |  | 45 DC |  | 24 |  |  | https://drive.google.com/file/d/1TNHc_sB07JIih9eH2V4przUn4vozKjoV/view?usp=drive_link | https://www.gavazziautomation.com/fileadmin/images/PIM/DATASHEET/ENG/IR_RMIA_VAC_VDC_DS_ENG.pdf
RELAY | INDUSTRIAL |  | RPYS002024DLT | Carlo gavazzi |  | DC |  | 24 | PCB |  | https://drive.google.com/file/d/1Pi7FXZwGo4ua2pfY869G2sTNUBRVTiB2/view?usp=drive_link | https://www.gavazziautomation.com/fileadmin/images/PIM/DATASHEET/ENG/RPYS_ZPYS_DS_EN.pdf
RELAY | INDUSTRIAL |  | 56.34.9.024.0074 | Finder | [6 empty] | https://drive.google.com/file/d/1KiM_BAE-tUYpdOQu82phSlnEwqeYLSYK/view?usp=drive_link
RELAY | INDUSTRIAL |  | 46.52.9.024.0074 | Finder | [6 empty] | https://drive.google.com/file/d/1gqUgav4P_enJ1gTPjijpzy_sTUx2t8EY/view?usp=drive_link | https://www.farnell.com/datasheets/2735895.pdf?_gl=1*80wydw*_gcl_aw*R0NMLjE3MjY4MjQ1MDYuQ2owS0NRand1clMzQmhDR0FSSXNBRGRVSDUyRGZlUHphRDg1YWdINVdQVG83REhHemJReVk4dlFoV1h4R2RPVGhsSExKaFU4dnNKTWVDZ2FBcUc0RUFMd193Y0I.*_gcl_au*MjAxMzMyNjk0NC4xNzIzMTg0OTgx
RELAY | SOFT STARTERS |  | RSBT4032EVC1HP | Carlo gavazzi |  | 32 |  | 3400 | Soft Starter |  | https://drive.google.com/file/d/10IZVfvo7HCJPGpzSyF9XQdShc_Zf3Woe/view?usp=drive_link | https://www.gavazziautomation.com/en-global/product/RSBT4032EVC1HP
RELAY | SOFT STARTERS |  | RSC-AAM60 | Carlo gavazzi |  | AC |  | 3600 | Analog Power Controller |  | https://drive.google.com/file/d/1-1jC4iIulGh8UkyUoxeoJCHHsCFooIlF/view?usp=drive_link | https://www.gavazzionline.com/pdf/rscaam.pdf
RELAY | SOFT STARTERS |  | RSGD4012E0VD210 | Carlo gavazzi |  | 12,Dual Phase |  | 3400 | Soft Starter |  | https://drive.google.com/file/d/1AZRVbwCD4ydsB_28s6OjRkvVyWzodX9p/view?usp=drive_link | https://www.gavazziautomation.com/fileadmin/images/PIM/DATASHEET/ENG/MC_RSGD_DS_45_75MM_DS_ENG.pdf
RELAY | SOFT STARTERS |  | RSO4850 | Carlo gavazzi |  | 50,AC |  | 3480 | Analog Power Controller |  | https://drive.google.com/file/d/17_-63-3NAKAkeB7tmmGbxVnQcKamwshk/view?usp=drive_link
RELAY | SOFT STARTERS |  | RFPMV10 | Carlo gavazzi | [6 empty] | https://drive.google.com/file/d/1Ha93QnYWYKwRoaQIXQDvaXMQ483QCzvg/view?usp=drive_link
RELAY | SOFT STARTERS |  | RGTS24120GV00 | Carlo gavazzi | [6 empty] | https://drive.google.com/file/d/1UnUZBC7q6HBybwihwa4FejE65iqmbZPE/view?usp=drive_link | https://www.gavazziautomation.com/fileadmin/images/PIM/DATASHEET/ENG/MC_RGTS_DS_EN.pdf
RELAY | CONTACTOR |  | GDP322S120V | Carlo gavazzi |  | 40,AC | NC (Lug) | 120V(coil) | Contactor |  | https://drive.google.com/file/d/1ZkAAluz3aVOqgvPasAJC6kBQkaypJje4/view?usp=drive_link
RELAY | CONTACTOR |  | CGMS-9D-24S-10 | Carlo gavazzi |  | DC | NO |  |  |  | https://drive.google.com/file/d/1sxFFt_jk59kK5gONa32EINiOrCC86cZF/view?usp=drive_link | https://www.gavazzionline.com/pdf/CGMC12AD.pdf
CONFIGURATION | PROGRAMMING TOOL |  | GAP1605 | Carlo gavazzi | [6 empty] | https://drive.google.com/file/d/1jcTtSyU7UiJ5Y3f3IepvfzkZFEraY4w8/view?usp=drive_link
CONFIGURATION | PROGRAMMING TOOL |  | SCTL55 | Carlo gavazzi | [6 empty] | https://drive.google.com/file/d/1SyE-XYR_9LKv75_XWgk9_xXxtLPmkYwu/view?usp=drive_link | https://www.gavazziautomation.com/fileadmin/images/PIM/DATASHEET/ENG/SCTL55_IM.pdf
CONFIGURATION | PROGRAMMING TOOL |  | UCP1 | Carlo gavazzi | [6 empty] | https://drive.google.com/file/d/1U2KZUKgEnM43boVGOUxgeAHbb2bCUFfE/view?usp=drive_link
CONFIGURATION | I/O Modules |  |  | Akytec
CONTROL | PLC |  | AF-10MRD | Array | DIN rail |  | 4 points Relay | 6 points AC/DC |  | PLC | https://drive.google.com/file/d/1z3TqOZ8dv63Nyrru0ZRJbcjbOfYhKgzX/view?usp=drive_link
CONTROL | Timer |  | DAA51CM24 | Carlo gavazzi | Mini -D,DIN rail |  | SPDT | 24-240 VAC |  | Timer Delay | https://drive.google.com/file/d/1Wc2WjIAN3V1IojceTVu41QxQMgP8pU_D/view?usp=drive_link | https://www.mouser.in/datasheet/2/1032/DAA51CM-1805638.pdf
CONTROL | Power Supply |  | SPL1R (100/200VAC) | Takex | [6 empty] | https://drive.google.com/file/d/1nyIm07WfKBm4gXWil0wxxH7M7eM6jnr8/view?usp=drive_link
CONTROL | Power Supply |  | SPD24RM20 | Carlo gavazzi | DIN rail | 20A | 24V | 21-28VDC |  | Power Supply
CONTROL | Timer |  | PBB01DM24 | Carlo gavazzi | Plug -In | Up to 600s | 2 Relay | 24-240VAC |  | Timer Delay | https://drive.google.com/file/d/1ZFK9lkbhTa0VSCSH9e4U-pPcx4mRg7Ym/view?usp=drive_link | https://www.gavazziautomation.com/fileadmin/images/PIM/DATASHEET/ENG/dbb01cm.pdf
CONTROL | Timer |  | PMB01DM24 | Carlo gavazzi | Plug -In | 0.1 s to 100 h | SPDT | 24-240VAC |  | Timer Multifunction | https://drive.google.com/file/d/1afV2ylkxShbad1x9pDkffqsiSRTI31FF/view?usp=drive_link | https://www.gavazziautomation.com/fileadmin/images/PIM/DATASHEET/ENG/DMB01_DS_ENG.pdf
CONTROL | Timer |  | PMC01C024 | Carlo gavazzi | Plug -In | 0.1 s to 100 h | SPDT | 24VAC |  | Timer Multifunction | https://drive.google.com/file/d/1afV2ylkxShbad1x9pDkffqsiSRTI31FF/view?usp=drive_link | https://www.gavazziautomation.com/fileadmin/images/PIM/DATASHEET/ENG/xMC01_DS_ENG.pdf
CONTROL | Timer |  | CRM-93H/230V | Elko | [7 empty] | https://www.tme.com/Document/42b97db69efcfe5cbd6df65bd7584daa/CRM-9xH-EN.pdf
CONTROL | Timer |  | PRM-92H/UNI | Elko | DIN rail | 0.1 s - 10 days | DPDT | 12-240V AC/DC |  | Plug in Time Delay | https://drive.google.com/file/d/1E_xtr4wz8JWzLN3NuScw1NPU4HUcKSOj/view?usp=drive_link | https://www.elkoep.com/media/userfiles/archiv_vyrobku/PRM-2H_UNI.pdf
CONTROL | SMPS |  | SPD24RM20 | Carlo gavazzi | DIN rail | 20A | 24 | 21-28VDC
CONTROLLER | Temperature PID |  | P908X-702-020-000AA | Pan-Globe |  |  | Relay | 24VDC |  |  | https://drive.google.com/file/d/1hOeCyC51Ce1cTDondkqRRHfZ_coMDwRf/view?usp=drive_link
CONTROLLER | Temperature PID |  | P909X-301-010-000AA | Pan-Globe |  |  | Relay | 24VDC |  |  | https://drive.google.com/file/d/14S-TYt1Zprb1UpybNtm9GJPuJzHaR-sw/view?usp=drive_link
CONTROL | PLC |  |  | Akytec
SENSOR | Flow |  | FT10N-G12-HDPRQ | Banna
SENSOR | Flow |  | FT10N-M18 IDPRQ | Banna
SENSOR | Flow |  | FT10N-N12-HDCRQ | Banna
SENSOR | Pressure |  | P43P-011-F1 | Indian
SENSOR | Pressure |  | PE80-P010G12HP2SQ | Banna
SENSOR | Pressure |  |  | Akytec
ACCESSORIES | REFLECTOR |  | SCT2 | Selet | [6 empty] | https://drive.google.com/file/d/1oA45hV72ewV9Ly6vR4Rt0fZbumoap3nI/view?usp=drive_link
ACCESSORIES | INDICATOR |  | DVM605/S/220/M1 | Selet
ACCESSORIES | LENS |  | GL18 | Indian
ACCESSORIES | REFLECTOR |  | PL10F | Sick | [6 empty] | https://drive.google.com/file/d/1w3qRNcwe8nAEEB1sDRJPPCl1T-W03IZk/view?usp=drive_link | https://www.farnell.com/datasheets/2339986.pdf?_gl=1*y5ur8m*_gcl_aw*R0NMLjE3MjY4MjUyNjUuQ2owS0NRand1clMzQmhDR0FSSXNBRGRVSDUwWXFxS1k2UmpDRnl2My1iUnVlcktYenJkZFFWUkx4UEZQVE5qbGRYUGhiM0lCSzU2QngyUWFBdWxTRUFMd193Y0I.*_gcl_au*MjAxMzMyNjk0NC4xNzIzMTg0OTgx
ACCESSORIES | REFLECTOR |  | RFDA-73M/RGB | Banner | [6 empty] | https://drive.google.com/file/d/1hGrVZ48IICbcO33BMzjJR1ifNWoLY-GL/view?usp=drive_link
ACCESSORIES | REFLECTOR |  | RFSA-62B | Banner | [6 empty] | https://drive.google.com/file/d/1mG4ptCBE3fLRDJt3ZJKd1fYh1ZErf4dS/view?usp=drive_link
ACCESSORIES | REFLECTOR |  | RFWB-40/G | Carlo gavazzi
ACCESSORIES | REFLECTOR |  | S-510G | Takex | [6 empty] | https://drive.google.com/file/d/1FBIbI2ifGwQHQPtvQ0oLt1gqDMzesSEU/view?usp=drive_link
ACCESSORIES | MOUNTING |  | SK-TPN-1 | Di - soric | [6 empty] | https://drive.google.com/file/d/1reCPNJN0R5Dt3xcE-Se0xOg7RH7HlEvD/view?usp=drive_link
ACCESSORIES | Cable |  | VKAE5A25 | IPF
ACCESSORIES | Cable |  | FLS-RS485-1000 | Italon | [6 empty] | https://drive.google.com/file/d/1JGCLgVdMVNAO362Pc5mitct73czY4K1V/view?usp=drive_link
ACCESSORIES | Push Button |  | PB22SIM41G | Carlo gavazzi | [5 empty] | Mushroom | https://drive.google.com/file/d/1qReir72zltCVC4mksfhD0o6AF6SIqekb/view?usp=drive_link | https://www.mouser.in/datasheet/2/1032/Datasheet_Mushroom-1804587.pdf
ACCESSORIES | Push Button |  | PB22SM41K | Carlo gavazzi | [6 empty] | https://drive.google.com/file/d/1qReir72zltCVC4mksfhD0o6AF6SIqekb/view?usp=drive_link
ACCESSORIES | Push Button |  | RFSAI-61B | Elko | [6 empty] | https://drive.google.com/file/d/1_0uwpby_zyYG32qFXFb20fk3LYbzTA4k/view?usp=drive_link | https://www.elkoep.com/media/import/Elko/RFx/RFSAI-61B/EN/Datasheet_RFSAI-61B.pdf
CONTROL | SMPS |  | SPD24RM20 | Carlo gavazzi | [6 empty] | https://drive.google.com/file/d/1yRz2E3G7drCk3_o0icVovk6JBQidKd8B/view?usp=drive_link | https://www.gavazzionline.com/pdf/DatasheetSPD24RM20ENG.pdf
ACCESSORIES | Sockets |  | ZMI2NA | Carlo gavazzi | Brass | -40°C to +85°C | DPDT |  |  |  | https://drive.google.com/file/d/1MJ5Ldyedm745Aa-8PvrdxzO9y53czkcS/view?usp=drive_link | https://www.gavazziautomation.com/fileadmin/images/PIM/DATASHEET/ENG/IR_ZMIxNA_DS_ENG.pdf
ACCESSORIES | Sockets |  | ZMI4NA | Carlo gavazzi | Brass | -40°C to +85°C | DPDT |  |  |  | https://drive.google.com/file/d/1V_OSSpCmVsnP5-7sILaP15TjtA8PXwxd/view?usp=drive_link | https://www.gavazziautomation.com/en-global/product/ZMI4NA-M
ACCESSORIES | Sockets |  | ZPD11A | Carlo gavazzi | DIN rail |  | 3 DPDT |  |  |  | https://drive.google.com/file/d/1MrTVwnGkYsu6lMBY5boRT0NzvuKRe8NN/view?usp=drive_link | https://www.gavazziautomation.com/fileadmin/images/PIM/DATASHEET/ENG/IR_ZPD11A_DS_ENG.pdf
ACCESSORIES | Sockets |  | ZPD12A | Carlo gavazzi | DIN rail | -25°C to +70°C,10A | 3 DPDT |  |  |  | https://drive.google.com/file/d/1MrTVwnGkYsu6lMBY5boRT0NzvuKRe8NN/view?usp=drive_link | https://www.gavazziautomation.com/fileadmin/images/PIM/DATASHEET/ENG/IR_ZPD12A_DS_ENG.pdf
ACCESSORIES | Sockets |  | ZPD8A | Carlo gavazzi | DIN rail | -25°C to +70°C,10A | 2 DPDT |  |  |  | https://drive.google.com/file/d/1MrTVwnGkYsu6lMBY5boRT0NzvuKRe8NN/view?usp=drive_link | https://www.gavazziautomation.com/fileadmin/images/PIM/DATASHEET/ENG/IR_ZPD8A_DS_ENG.pdf
ACCESSORIES | Sockets |  | ZPYS2S | Carlo gavazzi | DIN rail | -25°C to +70°C,5A | 2 DPDT |  |  | Slim Socket | https://drive.google.com/file/d/1XUoYoGk4cmW9ZPWCIzCwDGkfdVvyo241/view?usp=drive_link | https://www.gavazziautomation.com/fileadmin/images/PIM/DATASHEET/ENG/RPYS_ZPYS_DS_EN.pdf
SAFETY | RELAY |  | SME-41 | Carlo gavazzi | [6 empty] | https://drive.google.com/file/d/1Fffez6Qa0F16GxV8SmajcACQj78-gom2/view?usp=drive_link | https://www.gavazziautomation.com/en-global/product/SME41
SAFETY | SAFETY EDGE |  | SL/W1K2 GP50 CR 1180 | Mayser | [6 empty] | https://drive.google.com/file/d/1ZVzisNidRwZPgYDqjoLl1FQdFhYIRi0-/view?usp=drive_link
SAFETY | SAFETY EDGE |  | SL/W1K2 GP50 CR 1270 | Mayser | [6 empty] | https://drive.google.com/file/d/1t3N5B2J4LHNVuUGvrgZGTbC3bv4meRN7/view?usp=drive_link
SAFETY | LEVEL |  | SMS-01 | Carlo gavazzi | [6 empty] | https://drive.google.com/file/d/1-2Hy5anEn4fFbu_9EoeByS_hvi2XgyZb/view?usp=drive_link
SAFETY | LEVEL |  | SMS02LD | Carlo gavazzi | [6 empty] | https://drive.google.com/file/d/1tbbEwNa2lOF2H2qBW7ff4I0AMVuJa43t/view?usp=drive_link | https://www.mouser.in/datasheet/2/1032/SMS01_02__DS_EN-2525505.pdf
SAFETY | LEVEL |  | SMS-A2P-02 | Carlo gavazzi | [6 empty] | https://drive.google.com/file/d/14Ni3-zofZt7C8TJ-D-EB0zO3WqckUZbJ/view?usp=drive_link | https://www.gavazziautomation.com/fileadmin/images/PIM/DATASHEET/ENG/SMSA2P02%20DS%20EN%20140617.pdf
SAFETY | LEVEL |  | TIMRB82100-02 | Texelco
SAFETY | LEVEL |  | TRS54224 | Texelco
SAFETY | CURTAINS |  | XGM2-T20A | Takex | [6 empty] | https://drive.google.com/file/d/1H93i327ApEuRtggonvIhxazY4kU6k4Ji/view?usp=drive_link
SAFETY | CURTAINS |  | XGM2-TL20 | Takex | [6 empty] | https://drive.google.com/file/d/1YTJsqfa4Rywfia1NQ7fFTHSQHB6Z92Jl/view?usp=drive_link
SAFETY | CURTAINS |  | XGM2-TR20 | Takex
SAFETY | RELAY |  | NA13CT | Carlo gavazzi | [6 empty] | https://drive.google.com/file/d/1sl-UpINJ_vclMwaXsQ-2GI2-7rHxR23c/view?usp=drive_link
SAFETY | RELAY |  | NES13DB24SA | Carlo gavazzi | [6 empty] | https://drive.google.com/file/d/1gvpEAkJUJjhtdsrnK61cFmTsiTPBHG6r/view?usp=drive_link
SAFETY | RELAY |  | SG-EFS 104/4 L | Mayser | [6 empty] | https://drive.google.com/file/d/1OJi2XqLw_IVpAXNyYCTfK2hUojA3JXud/view?usp=drive_link
SAFETY | SAFETY EDGE |  | GP39EPDMC25L | Mayser | [6 empty] | https://www.mayser.com/en/safetytechnology/safety-edges/closing-safety-edge
SAFETY | SAFETY MATS |  | SM/BK1652X0644MM, | Mayser | [6 empty] | https://www.mayser.us/en-us/safety-technology/safety-mats/sm-safety-mats
SAFETY | SAFETY MATS |  | SM/BKSM/BK1652X644 | Mayser | [6 empty] | https://www.mayser.com/en/safetytechnology/surfacesensors/sm-safety-mats
SAFETY | Magnetic |  | SMS31 | Carlo gavazzi | [6 empty] | https://drive.google.com/file/d/1OJi2XqLw_IVpAXNyYCTfK2hUojA3JXud/view?usp=drive_link | https://www.gavazziautomation.com/fileadmin/images/PIM/DATASHEET/ENG/SMS20_31_DS.pdf
SAFETY | Magnetic |  | TRS 542 | Texelco | [6 empty] | https://drive.google.com/file/d/1wxkcJPfXLNt_W2p0iKfw-4nGhK1ooZbf/view?usp=drive_link
OTHERS | Solar Charger |  | SBC10A